## TitlePage
Report on the Capacity, Demand and Reserves
(CDR) in the ERCOT Region, 2020-2029
December 5, 2019

## Contents
Table of Contents
Tab | Notes
Disclaimer | Please read
Changes from previous CDR | List of significant changes relative to the last CDR, published May 2019
Definitions | List of definitions
Executive Summary | Synopsis of considerations for this report
SummerSummary | Shows load forecast, resource capacity and reserve margin for Summer 2020 through Summer 2029
SummerCapacities | List of registered resources and capabilities used in determining the capacity contribution for Summer Peak Season
SummerFuelTypes | Lists generation fuel types by MW and by percentage for Summer 2020 through Summer 2029
WinterSummary | Shows load forecast, resource capacity and reserve margin for Winter 2019/2020 through Winter 2029/2030
WinterCapacities | List of registered resources and capabilities used in determining the capacity contribution for Winter Peak Season
WinterFuelTypes | Lists generation fuel types by MW and by percentage for Winter 2019/2020 through Winter 2029/2030
Generation Resource Scenarios | Includes the following: • Aggregate capacities of proposed generation resources for the summer of each reporting year based on meeting various interconnection process milestones. • A list of units for which public retirement announcements have been made but no formal retirement notices have been provided to ERCOT ("Unconfirmed" planned retirements). • The planned projects in the CDR that have been designated as "Inactive" for the Generation Interconnection or Change Request (GINR) process. • The summer and winter capacity summaries for years 6-10 of the reporting period.

## Disclaimer
Disclaimer
CDR WORKING PAPER
FOR PLANNING PURPOSES ONLY
This ERCOT Working Paper has been prepared for specific ERCOT and market participant purposes and has been developed from data provided by ERCOT market participants. The data may contain errors or become obsolete and thereby affect the conclusions and opinions of the Working Paper. ERCOT MAKES NO WARRANTY, EXPRESS OR IMPLIED, INCLUDING ANY WARRANTY OF MERCHANTABILITY OR FITNESS FOR ANY PARTICULAR PURPOSE, AND DISCLAIMS ANY AND ALL LIABILITY WITH RESPECT TO THE ACCURACY OF SAME OR THE FITNESS OR APPROPRIATENESS OF SAME FOR ANY PARTICULAR USE. THIS ERCOT WORKING PAPER IS SUPPLIED WITH ALL FAULTS. The specific suitability for any use of the Working Paper and its accuracy should be confirmed by each ERCOT market participant that contributed data for this Working Paper.

## Changes
Notes on Changes Relative to the Last CDR Report, Published May 2019
1 | The following Planned Resources have been moved to Operational Status since the release of the May 2019 CDR report:
| Project Name | Unit Code | County | Fuel | Zone | Installed Capacity MW | Summer Capacity MW
| VICTORIA PORT (VICTPORT) CTG 1 | VICTPORT_CTG01 | VICTORIA | GAS | SOUTH | 44 | 44
| VICTORIA PORT (VICTPORT) CTG 2 | VICTPORT_CTG02 | VICTORIA | GAS | SOUTH | 44 | 44
| LOCKETT WIND FARM | LOCKETT_UNIT1 | WILBARGER | WIND-O | WEST | 183.7 | 29.392
| SEYMOUR HILLS WIND (S_HILLS WIND) | S_HILLS_UNIT1 | BAYLOR | WIND-O | WEST | 30.2 | 4.832
| TORRECILLAS WIND 1 | TORR_UNIT1_25 | WEBB | WIND-O | SOUTH | 150 | 24
| TORRECILLAS WIND 2 | TORR_UNIT2_23 | WEBB | WIND-O | SOUTH | 23 | 3.68
| TORRECILLAS WIND 3 | TORR_UNIT2_25 | WEBB | WIND-O | SOUTH | 127.5 | 20.4
| MIDWAY WIND | MIDWIND_UNIT1 | SAN PATRICIO | WIND-C | COASTAL | 162.8 | 102.564
| BLUEBELL SOLAR (CAPRICORN RIDGE SOLAR) | CAPRIDG4_BB_PV | STERLING | SOLAR | WEST | 30 | 22.8
| PHOEBE SOLAR 1 | PHOEBE_UNIT1 | WINKLER | SOLAR | WEST | 125.04 | 95.0304
| PHOEBE SOLAR 2 | PHOEBE_UNIT2 | WINKLER | SOLAR | WEST | 127.95 | 97.242
| CASTLE GAP BATTERY | CASL_GAP_BATTERY1 | UPTON | STORAGE | WEST | 9.9 | 0
| TOTAL |  |  |  |  | 1058.09 | 487.9404
2 | The following renewable and solar Settlement Only Distributed Generator (SODG) units became Operational since the release of the May 2019 CDR report: They did not go through the GINR application process because they all had capacities of 10 MW or less.
| Project Name | Unit Code | County | Fuel | Zone | Installed Capacity MW | Summer Capacity MW
| ALEXIS SOLAR | DG_ALEXIS_ALEXIS | BROOKS | SOLAR | SOUTH | 10 | 7.6
| GRIFFIN SOLAR | DG_GRIFFIN_GRIFFIN | MCLEENNAN | SOLAR | NORTH | 5 | 3.8
| LAMPWICK SOLAR | DG_LAMPWICK_LAMPWICK | MENARD | SOLAR | SOUTH | 5 | 3.8
| YOUNICOS FACILITY | YOUNICOS_YINC1_1 | TRAVIS | STORAGE | SOUTH | 2 | 0
| KINGSBERY ENERGY STORAGE SYSTEM | DG_KB_ESS_KB_ESS | TRAVIS | STORAGE | SOUTH | 1.5 | 0
| MU ENERGY STORAGE SYSTEM | DG_MU_ESS_MU_ESS | TRAVIS | STORAGE | SOUTH | 1.5 | 0
| TOTAL |  |  |  |  | 25 | 15.2
3 | The following Planned Resources have finalized the necessary agreements and permits to be added to the CDR report:
| Project Name | GENERATION INTERCONNECTION PROJECT CODE | County | Fuel | Zone | Year of Projected Commercial Operations 1/ | Capacity MW | Summer Capacity MW
| FRIENDSWOOD II | 19INR0180 | BRAZORIA | GAS | COASTAL | 2021 | 117 | 117
| LEVEE (FREEPORT LNG) | 16INR0003 | BRAZORIA | GAS | COASTAL | 2019 | 11 | 11
| BAIRD NORTH WIND | 20INR0083 | CALLAHAN | WIND-O | WEST | 2021 | 293.5 | 46.96
| BIG SAMPSON WIND | 16INR0104 | CROCKETT | WIND-O | WEST | 2021 | 400 | 64
| BLACKJACK CREEK WIND | 20INR0068 | BEE | WIND-O | SOUTH | 2020 | 239.8 | 38.368
| HIGH LONESOME WIND PHASE II | 20INR0262 | CROCKETT | WIND-O | WEST | 2020 | 50.6 | 8.096
| KAISER CREEK WIND | 18INR0042 | CALLAHAN | WIND-O | WEST | 2020 | 101.5 | 16.24
| CHOCOLATE BAYOU W | 16INR0074 | BRAZORIA | WIND-C | COASTAL | 2021 | 149.5 | 94.185
| WEST RAYMOND (EL TRUENO) WIND | 20INR0088 | WILLACY | WIND-C | COASTAL | 2020 | 239.8 | 151.074
| ANSON SOLAR | 19INR0081 | JONES | SOLAR | WEST | 2020 | 201.5 | 153.14
| BRAVEPOST SOLAR | 20INR0053 | TOM GREEN | SOLAR | WEST | 2021 | 200 | 152
| COTTONWOOD BAYOU | 19INR0134 | BRAZORIA | SOLAR | COASTAL | 2021 | 150 | 114
| ELARA SOLAR | 21INR0276 | FRIO | SOLAR | SOUTH | 2021 | 178 | 135.28
| FORT BEND SOLAR | 18INR0053 | FORT BEND | SOLAR | HOUSTON | 2021 | 240 | 182.4
| HORIZON SOLAR | 21INR0261 | FRIO | SOLAR | SOUTH | 2021 | 204.1 | 155.116
| IMPACT SOLAR | 19INR0151 | LAMAR | SOLAR | NORTH | 2020 | 198.6 | 150.936
| KELLAM SOLAR | 20INR0261 | VAN ZANDT | SOLAR | NORTH | 2020 | 60 | 45.6
| LONG POINT SOLAR | 19INR0042 | BRAZORIA | SOLAR | COASTAL | 2021 | 100 | 76
| MORROW LAKE SOLAR | 19INR0155 | FRIO | SOLAR | SOUTH | 2021 | 200 | 152
| MYRTLE SOLAR | 19INR0041 | BRAZORIA | SOLAR | COASTAL | 2021 | 240 | 182.4
| NORTON SOLAR | 19INR0035 | RUNNELS | SOLAR | WEST | 2021 | 125 | 95
| PHOENIX SOLAR | 19INR0091 | FANNIN | SOLAR | NORTH | 2021 | 82.3 | 62.548
| RIPPEY SOLAR | 20INR0031 | COOKE | SOLAR | NORTH | 2020 | 60 | 45.6
| RODEO SOLAR | 19INR0103 | ANDREWS | SOLAR | WEST | 2021 | 200 | 152
| TEXAS SOLAR NOVA | 19INR0001 | KENT | SOLAR | WEST | 2021 | 252.2 | 191.672
| WAGYU SOLAR | 18INR0062 | BRAZORIA | SOLAR | COASTAL | 2020 | 120 | 91.2
| CHISHOLM GRID | 20INR0089 | TARRANT | STORAGE | NORTH | 2020 | 200 | 0
| FLAT TOP BATTERY* | FLTBES_BESS1 | REEVES | STORAGE | WEST | 2019 | 9.9 | 0
| PORT LAVACA BATTERY* | PTLBES_BESS1 | CALHOUN | STORAGE | SOUTH | 2019 | 9.9 | 0
| PROSPECT STORAGE* | WCOLLDG_BSS_U1 | BRAZORIA | STORAGE | HOUSTON | 2019 | 9.9 | 0
| WORSHAM BATTERY* | WRSBES_BESS1 | REEVES | STORAGE | WEST | 2019 | 9.9 | 0
| TOTAL | [5 empty] | 4654 | 2683.815
(a) This date is based on the projected Commercial Operations Date (COD) reported by the project developer. In contrast, a unit's first summer CDR forecast year (reported in the SummerCapacities sheet) is defined as the first year in which the capacity is available for the entire summer Peak Load Season. (The summer Peak Load Season constitutes the months of June, July, August and September.) For example, if a unit has a projected COD of July 1, 2020, the first summer CDR forecast year would be 2021. (b) The projects with an asterisks in the table above are Distributed Generation Resources (DGRs). Since they are 10 MW or less, they are not going through the GINR application process.
4 | Methodology changes reflected in Nodal Protocol Section 3.2.6.2.2 (http://www.ercot.com/content/wcm/current_guides/53528/03-110119_Nodal.docx): NPRR 958 – ‘Modifications to Wind and Solar Capacity Calculations in the CDR’ changed the calculation of the wind and solar peak average capacity contributions to use a capacity-weighted average instead of a simple average of historical contributions. NPRR 959 – 'Creation of a Panhandle Region for Calculation of Seasonal Peak Average Capacity Contributions for Wind' split the existing non-coastal wind region into a Panhandle wind region and an Other wind region. This NPRR also created new Panhandle wind reporting line items.
5 | Notable resource changes: (a) GREGORY POWER PARTNERS [365 MW] went from 'operational' status to 'seasonal mothball' status on 10/17/19. (b) GIBBONS CREEK U1 [470 MW] went from 'indefinite mothball' status to 'retired' status on 10/23/2019. (c) WEST TEXAS WIND - SW_MESA_SW_MESA [80.3 MW] retired on 11/15/19. (d) Added Lubbock Power & Light units TY COOK GT1 and GT2 (total of 33 MW) for summer 2021.
6 | Notable report format changes: (a) "Generation Resource Scenarios" tab highlights the capacity of proposed generation resources for the summer of each forecast year based on meeting various interconnection process milestones, along with tables indicating unconfirmed unit retirements and GINR projects that have been categorized as Inactive per Planning Guide Section 5.7.6. (b) Units in the 'Capacities' tabs were ordered alphabetically using the 'Unit Name' column for each fuel group. (DG units for each fuel group were ordered separately and are listed at the end of each fuel section).

## Definitions
Definitions
Available Mothballed Capacity based on Owner's Return Probability
Mothballed capacity with a return-to-service probability of 50% or greater for a given season of the year, as provided by its owner, constitutes available mothballed generation. Return probabilities for individual units are considered protected information under the ERCOT Protocols and therefore are not included in this report.
Distribution Resource Types:
Settlement Only Distribution Generator (SODG)
A generator that is connected to the Distribution System with a rating of: (1) One MW or less that chooses to register as an SODG; or (2) Greater than one and up to ten MW that is capable of providing a net export to the ERCOT System and does not register as a Distribution Generation Resource (DGR). SODGs are settled for exported energy only, but may not participate in the Ancillary Services market, Reliability Unit Commitment (RUC), Security-Constrained Economic Dispatch (SCED), or make energy offers.
Distribution Generation Resource (DGR)
A Generation Resource connected to the Distribution System that is either: (1) Greater than ten MW and not registered with the Public Utility Commission of Texas (PUCT) as a self-generator; or (2) Ten MW or less that chooses to register as a Generation Resource to participate in the ERCOT markets. DGRs must be registered with ERCOT in accordance with Planning Guide Section 6.8.2, Resource Registration Process, and will be modeled in ERCOT systems in accordance with Section 3.10.7.2, Modeling of Resources and Transmission Loads.
Emergency Response Service
ERCOT uses the methodology specified in Protocol Section 3.2.6.2.1, Peak Load Estimate, to derive the ERS capacity forecast for future years. The Current Year for the calculations is defined as the latest year for which ERS has been procured. The ERS capacity amounts are grossed up by 2% to reflect avoided transmission line losses.
Energy Efficiency Program Savings Forecast
ERCOT's energy efficiency forecast uses the PUCT's annual verified energy efficiency program savings estimates as the starting point. (See the definition for verified energy efficiency program savings below.) Savings from TDSP standard offer load management programs are not included in the ERCOT energy efficiency forecast. ERCOT computes the historical average annual verified savings, but excludes 2017 from the calculation due to Hurricane Harvey load impacts. (For prior forecasts, ERCOT used a formula based on the State energy efficiency goals in Utilities Code Section 39.905. Since the impacts of the goals were assumed to accumulate for just seven years from the time that the goals must be first met (2013), ERCOT no longer uses the goal-based forecasting approach.) Finally, ERCOT incorporates annual energy efficiency estimates from municipal utilities and electric cooperatives provided to the State Energy Conservation Office (SECO). Annual SECO report submission by these entities is required under S.B. No. 924. If annual reports for the previous calendar year are not available at the time the CDR is prepared, ERCOT incorporates report data for the most recently available reporting year. The energy efficiency capacity amounts are grossed up by a factor representing avoided transmission and distribution line losses. The factor is currently 1.076, reflecting 2% for avoided transmission losses and 5.6% for avoided distribution losses. The loss percentages are based on transmission and distribution loss factors posted to ERCOT's MIS website.
Forecast Zone
The CDR report uses Forecast Zones to identify the geographical location of generation resources. Forecast Zones generally have the same boundaries as the 2003 Congestion Management Zones with the following exceptions: A) Panhandle Zone for resources in the Texas Panhandle counties and outside the 2003 Congestion Management Zones, and B) Coastal Zone for resources in 11 counties along the Texas Gulf Coast and formerly in the South Zone of the 2003 Congestion Management Zones. There are six Forecast Zones: Coastal, Houston, North, Panhandle, South, and West. Note that the CDR Forecast Zones are only used for resource adequacy reporting and are distinct from other ERCOT geographical reporting schemes used for planning, operational, or data reporting purposes.
Full Interconnection Study (FIS)
The set of studies conducted by a Transmission Service Provider (TSP) for the purpose of identifying any electric system improvements or enhancements required to reliably interconnect a new All-Inclusive Generation Resource consistent with the provisions of Planning Guide Section 5, Generation Resource Interconnection or Change Request. These studies may include steady-state studies, system protection (short-circuit) studies, dynamic and transient stability studies, facility studies, and sub-synchronous oscillation studies.
Mothballed Unit
A generation resource for which a generation entity has submitted a Notification of Suspension of Operations, for which ERCOT has declined to execute an RMR agreement, and for which the generation entity has not announced retirement of the generation resource. A seasonal mothballed unit is one in which the generation entity requests a seasonal operation period that must include the summer Peak Load Season, June 1 through September 30.
LRs (Load Resources)
Load capable of reducing or increasing the need for electrical energy or providing Ancillary Services to the ERCOT System, as described in the ERCOT Protocols, Section 6, Ancillary Services. These Resources may provide the following Ancillary Services: Responsive Reserve Service, Non-Spinning Reserve Service, Replacement Reserve Service, and Regulation Service. The Resources must be registered and qualified by ERCOT and will be scheduled by a Qualified Scheduling Entity (QSE). LR capacity has been grossed up by 2% to reflect avoided transmission line losses.
Mothballed Capacity
Capacity that is designated as mothballed by a generating unit's owner as described above, and which is not available for operations during the summer Peak Load Season (June, July, August and September) or winter Peak Load Season (December, January and February).
Peak Load Seasons
Summer months are June, July, August, and September; winter months are December, January, and February.
Private Use Networks
An electric network connected to the ERCOT transmission grid that contains load that is not directly metered by ERCOT (i.e., load that is typically netted with internal generation).
Non-Synchronous Tie
Any non-synchronous transmission interconnection between ERCOT and non-ERCOT electric power systems.
Reliability Must-Run (RMR) Unit
A generation resource unit operated under the terms of an agreement with ERCOT that would not otherwise be operated except that they are necessary to provide voltage support, stability or management of localized transmission constraints under first contingency criteria.
Signed SGIA (Standard Generation Interconnection Agreement)
An agreement that sets forth requirements for physical connection between an eligible transmission service customer and a transmission or distribution service provider.
Switchable Generation Resource (SWGR)
A generation resource that can be connected to either the ERCOT transmission grid or a grid outside the ERCOT Region.
TDSP Standard Offer Load Management Programs
For the May releases of the CDR report, ERCOT uses the megawatt amount of verified peak load capacity reductions, adjusted for avoided transmission losses, due to TDSP Standard Offcer load management programs that are reported by electric utilities in the ERCOT Region to the Public Utility Commission of Texas. The reported amounts are for the most current reporting year, which is the calendar year prior to the year during which the May CDR is prepared. (For example, the May 2019 CDR report used verified program savings for the 2018 reporting year.) For the December CDR releases, ERCOT uses TDSP data received for the current load management program year, which is more timely than the verified savings estimates provided to the PUCT. The data obtained from the TDSPs reflect verified program performance for the summer based on testing, and is adjusted for avoided transmission losses.
Unconfirmed Retirement
A Generation Resource for which a public announcement of the intent to permanently shut the unit down has been released, but a Notice of Suspension of Operations for the unit has not been received by ERCOT. This is an informal definition that is not currently included in the Nodal Protocols or Other Binding Documents. The criteria for classifying a Generation Resource as an Unconfirmed Retirement include the following: a. A specific retirement date is cited in the announcement, or other timing information is given that indicates the unit will be unavailable as of June 1 of a CDR Reporting Year. b. The announcement, with follow-up inquiry by ERCOT, does not indicate that retirement timing is highly speculative.
Verified Energy Efficiency Program Savings
The total megawatt (MW) amount of verified peak load capacity reductions due to residential and commercial sector energy efficiency incentive programs that are reported by electric utilities in the ERCOT Region to the Public Utility Commission of Texas. See Utilities Code Section 39.905. Note that savings from TDSP standard offer load management programs are not included in the ERCOT energy efficiency forecast, but rather handled as a separate reporting line item.
Wind Peak Average Capacity Contribution
The seasonal net capacity rating of wind resources multiplied by the Seasonal Peak Average Capacity Percentage for the Coastal, Panhandle and Other CDR reporting regions.
Wind Seasonal Peak Average Capacity Percentage
The average wind capacity available for the summer and winter Peak Load Seasons for a CDR reporting region (Coastal, Panhandle, Other) divided by the installed capacity for the region, expressed as a percentage. Details for the derivation of the percentages are outlined in ERCOT Protocol Section 3.2.6.2.2 (see http://www.ercot.com/content/wcm/current_guides/53528/03-110119_Nodal.docx).
Wind Regions: Coastal, Panhandle, and Other
Wind Generation Resources (WGRs) are classified into regions based on the county that contains their Point of Interconnection (POI). The Coastal region is defined as the following counties along the Gulf Coast: Aransas, Brazoria, Calhoun, Cameron, Kenedy, Kleberg, Matagorda, Nueces, Refugio, San Patricio, and Willacy. The Panhandle region is defined as the following counties: Armstrong, Bailey, Briscoe, Carson, Castro, Childress, Cochran, Collingsworth, Crosby, Dallam, Deaf Smith, Dickens, Donley, Floyd, Gray, Hale, Hall, Hansford, Hartley, Hemphill, Hockley, Hutchinson, Lamb, Lipscomb, Lubbock, Moore, Motley, Ochiltree, Oldham, Parmer, Potter, Randall, Roberts, Sherman, Swisher, and Wheeler. The "Other" WInd Region consists of all other counties in the ERCOT Region. The assigned Wind Region for each WGR is indicated as "WIND-C," "WIND-P," or "WIND-O" in the Fuel columns of the summer/winter Capacities tabs.

## Executive_Summary
CDR Report - Executive Summary
The planning reserve margin for summer 2020 is forecasted to be 10.6%, based on resource updates provided to ERCOT from generation developers and an updated peak demand forecast. This is 2% higher than the 8.6% reserve margin ERCOT reported as it entered the summer 2019 peak demand season.
The ERCOT region continues to experience above-normal growth in peak electricity demand due to strong load growth in Far West Texas and along the coast where new industrial facilities are being constructed.
For 2020, the forecasted peak demand is 76,696 MW. ERCOT’s current system-wide peak demand record is 74,820 MW, set on Aug. 12, 2019 between 4 and 5 p.m.
Based on preliminary data from generation owners, new capacity additions from planned projects for summer 2020 total 7,633 MW. Based on ERCOT’s current interconnection queue, the majority of new generation projects are renewable and small, flexible gas-fired resources.
Since the May 2019 CDR report, two gas-fired plants totaling 1,227 MW have been canceled, and eight solar projects with a 1,056 MW capacity contribution have been delayed. The CDR includes a Generation Resource Scenarios tab that identifies generation units that have informally announced plans to retire. Until ERCOT receives an official Notice of Suspension of Operation from the owners, these units will continue to be reflected in the CDR.
Resources totaling 1,058 MW of installed capacity have been approved by ERCOT for commercial operations since the May CDR, and a total of 4,654 MW of installed capacity became eligible for inclusion in the CDR.
ERCOT’s next Seasonal Assessment of Resource Adequacy will be released in March 2020, and the mid-year CDR report will be released in May 2020.

## SummerSummary
Report on the Capacity, Demand and Reserves in the ERCOT Region
Summer Summary: 2020-2024
Load Forecast, MW: |  | 2020 | 2021 | 2022 | 2023 | 2024
| Summer Peak Demand (based on normal weather) | 76695.569 | 78298.6666 | 80107.5913 | 81593.2603 | 82982.0987
| plus: Energy Efficiency Program Savings Forecast, per Utilities Code Section 39.905 (b-4) | 1763.6799 | 2064.6831 | 2284.9232 | 2592.0334 | 2821.1604
| Total Summer Peak Demand (before Reductions from Energy Efficiency Programs) | 78459.2489 | 80363.3497 | 82392.5145 | 84185.2938 | 85803.2591
| less: Load Resources providing Responsive Reserves | -1173 | -1173 | -1173 | -1173 | -1173
| less: Load Resources providing Non-Spinning Reserves | 0 | 0 | 0 | 0 | 0
| less: Emergency Response Service (10- and 30-min ramp products) | -786.0528 | -763.8576 | -763.8576 | -763.8576 | -763.8576
| less: TDSP Standard Offer Load Management Programs | -257 | -257 | -257 | -257 | -257
| less: Energy Efficiency Program Savings Forecast | -1763.6799 | -2064.6831 | -2284.9232 | -2592.0334 | -2821.1604
| Firm Peak Load, MW | 74479.5161 | 76104.809 | 77913.7337 | 79399.4027 | 80788.2411
Resources, MW: |  | 2020 | 2021 | 2022 | 2023 | 2024
| Installed Capacity, Thermal/Hydro | 65000.9413 | 65236.9413 | 65271.5413 | 65271.5413 | 65271.5413
| Switchable Capacity, MW | 3490 | 3490 | 3490 | 3490 | 3490
| less: Switchable Capacity Unavailable to ERCOT, MW | -842 | -542 | -542 | -542 | -542
| Available Mothballed Capacity, MW | 483 | 483 | 365 | 365 | 365
| Capacity from Private Use Networks | 3327.1496 | 3247.1496 | 3227.1496 | 3227.1496 | 2972.1496
| Coastal Wind, Peak Average Capacity Contribution (63% of installed capacity) | 1879.542 | 1879.542 | 1879.542 | 1879.542 | 1879.542
| Panhandle Wind, Peak Average Capacity Contribution (29% of installed capacity) | 1217.594 | 1221.074 | 1221.074 | 1221.074 | 1221.074
| Other Wind, Peak Average Capacity Contribution (16% of installed capacity) | 2496.128 | 2487.008 | 2487.008 | 2487.008 | 2487.008
| Solar Utility-Scale, Peak Average Capacity Contribution (76% of installed capacity) | 1648.7364 | 1648.7364 | 1648.7364 | 1648.7364 | 1648.7364
| Storage, Peak Average Capacity Contribution (0% of installed capacity) | 0 | 0 | 0 | 0 | 0
| RMR Capacity to be under Contract | 0 | 0 | 0 | 0 | 0
| Capacity Pending Retirement, MW | 0 | 0 | 0 | 0 | 0
| Operational Generation Capacity, MW | 78701.0913 | 79151.4513 | 79048.0513 | 79048.0513 | 78793.0513
| Non-Synchronous Ties, Capacity Contribution (68% of installed capacity) | 850 | 850 | 850 | 850 | 850
| Planned Resources (not wind, solar or storage) with Signed IA, Air Permits and Water Rights | 212 | 813 | 813 | 813 | 813
| Planned Coastal Wind with Signed IA, Peak Average Capacity Contribution (63% of installed capacity) | 661.311 | 1315.062 | 1315.062 | 1315.062 | 1315.062
| Planned Panhandle Wind with Signed IA, Peak Average Capacity Contribution (29% of installed capacity) | 134.27 | 449.732 | 580.957 | 652.877 | 652.877
| Planned Other Wind with Signed IA, Peak Average Capacity Contribution (16% of installed capacity) | 652.368 | 1353.1056 | 1557.0736 | 1597.9216 | 1597.9216
| Planned Solar Utility-Scale, Peak Average Capacity Contribution (76% of installed capacity) | 1192.364 | 6034.78 | 7196.516 | 7196.516 | 7196.516
| Planned Storage, Peak Average Capacity Contribution (0% of installed capacity) | 0 | 0 | 0 | 0 | 0
| Total Capacity, MW | 82403.4043 | 89967.1309 | 91360.6599 | 91473.4279 | 91218.4279
| Reserve Margin | 10.64% | 18.21% | 17.26% | 15.21% | 12.91%
(Total Resources - Firm Load Forecast) / Firm Load Forecast

## SummerCapacities
Unit Capacities - Summer
| UNIT NAME | INR | UNIT CODE | COUNTY | FUEL | ZONE | IN SERVICE | 2020 | 2021 | 2022 | 2023 | 2024 | 2025 | 2026 | 2027 | 2028 | 2029
Operational Resources (Thermal)
4 | COMANCHE PEAK U1 |  | CPSES_UNIT1 | SOMERVELL | NUCLEAR | NORTH | 1990 | 1205 | 1205 | 1205 | 1205 | 1205 | 1205 | 1205 | 1205 | 1205 | 1205
5 | COMANCHE PEAK U2 |  | CPSES_UNIT2 | SOMERVELL | NUCLEAR | NORTH | 1993 | 1195 | 1195 | 1195 | 1195 | 1195 | 1195 | 1195 | 1195 | 1195 | 1195
6 | SOUTH TEXAS U1 | 20INR0287 | STP_STP_G1 | MATAGORDA | NUCLEAR | COASTAL | 1988 | 1293.2 | 1293.2 | 1293.2 | 1293.2 | 1293.2 | 1293.2 | 1293.2 | 1293.2 | 1293.2 | 1293.2
7 | SOUTH TEXAS U2 |  | STP_STP_G2 | MATAGORDA | NUCLEAR | COASTAL | 1989 | 1280 | 1280 | 1280 | 1280 | 1280 | 1280 | 1280 | 1280 | 1280 | 1280
8 | COLETO CREEK |  | COLETO_COLETOG1 | GOLIAD | COAL | SOUTH | 1980 | 655 | 655 | 655 | 655 | 655 | 655 | 655 | 655 | 655 | 655
9 | FAYETTE POWER U1 |  | FPPYD1_FPP_G1 | FAYETTE | COAL | SOUTH | 1979 | 604 | 604 | 604 | 604 | 604 | 604 | 604 | 604 | 604 | 604
10 | FAYETTE POWER U2 |  | FPPYD1_FPP_G2 | FAYETTE | COAL | SOUTH | 1980 | 599 | 599 | 599 | 599 | 599 | 599 | 599 | 599 | 599 | 599
11 | FAYETTE POWER U3 |  | FPPYD2_FPP_G3 | FAYETTE | COAL | SOUTH | 1988 | 437 | 437 | 437 | 437 | 437 | 437 | 437 | 437 | 437 | 437
12 | J K SPRUCE U1 |  | CALAVERS_JKS1 | BEXAR | COAL | SOUTH | 1992 | 560 | 560 | 560 | 560 | 560 | 560 | 560 | 560 | 560 | 560
13 | J K SPRUCE U2 |  | CALAVERS_JKS2 | BEXAR | COAL | SOUTH | 2010 | 785 | 785 | 785 | 785 | 785 | 785 | 785 | 785 | 785 | 785
14 | LIMESTONE U1 |  | LEG_LEG_G1 | LIMESTONE | COAL | NORTH | 1985 | 824 | 824 | 824 | 824 | 824 | 824 | 824 | 824 | 824 | 824
15 | LIMESTONE U2 |  | LEG_LEG_G2 | LIMESTONE | COAL | NORTH | 1986 | 836 | 836 | 836 | 836 | 836 | 836 | 836 | 836 | 836 | 836
16 | MARTIN LAKE U1 |  | MLSES_UNIT1 | RUSK | COAL | NORTH | 1977 | 800 | 800 | 800 | 800 | 800 | 800 | 800 | 800 | 800 | 800
17 | MARTIN LAKE U2 |  | MLSES_UNIT2 | RUSK | COAL | NORTH | 1978 | 805 | 805 | 805 | 805 | 805 | 805 | 805 | 805 | 805 | 805
18 | MARTIN LAKE U3 |  | MLSES_UNIT3 | RUSK | COAL | NORTH | 1979 | 805 | 805 | 805 | 805 | 805 | 805 | 805 | 805 | 805 | 805
19 | OAK GROVE SES U1 |  | OGSES_UNIT1A | ROBERTSON | COAL | NORTH | 2010 | 855 | 855 | 855 | 855 | 855 | 855 | 855 | 855 | 855 | 855
20 | OAK GROVE SES U2 |  | OGSES_UNIT2 | ROBERTSON | COAL | NORTH | 2011 | 855 | 855 | 855 | 855 | 855 | 855 | 855 | 855 | 855 | 855
21 | OKLAUNION U1 |  | OKLA_OKLA_G1 | WILBARGER | COAL | WEST | 1986 | 650 | 650 | 650 | 650 | 650 | 650 | 650 | 650 | 650 | 650
22 | SAN MIGUEL U1 |  | SANMIGL_G1 | ATASCOSA | COAL | SOUTH | 1982 | 391 | 391 | 391 | 391 | 391 | 391 | 391 | 391 | 391 | 391
23 | SANDY CREEK U1 |  | SCES_UNIT1 | MCLENNAN | COAL | NORTH | 2013 | 940 | 940 | 940 | 940 | 940 | 940 | 940 | 940 | 940 | 940
24 | TWIN OAKS U1 |  | TNP_ONE_TNP_O_1 | ROBERTSON | COAL | NORTH | 1990 | 155 | 155 | 155 | 155 | 155 | 155 | 155 | 155 | 155 | 155
25 | TWIN OAKS U2 |  | TNP_ONE_TNP_O_2 | ROBERTSON | COAL | NORTH | 1991 | 155 | 155 | 155 | 155 | 155 | 155 | 155 | 155 | 155 | 155
26 | W A PARISH U5 |  | WAP_WAP_G5 | FT. BEND | COAL | HOUSTON | 1977 | 664 | 664 | 664 | 664 | 664 | 664 | 664 | 664 | 664 | 664
27 | W A PARISH U6 |  | WAP_WAP_G6 | FT. BEND | COAL | HOUSTON | 1978 | 663 | 663 | 663 | 663 | 663 | 663 | 663 | 663 | 663 | 663
28 | W A PARISH U7 |  | WAP_WAP_G7 | FT. BEND | COAL | HOUSTON | 1980 | 577 | 577 | 577 | 577 | 577 | 577 | 577 | 577 | 577 | 577
29 | W A PARISH U8 |  | WAP_WAP_G8 | FT. BEND | COAL | HOUSTON | 1982 | 610 | 610 | 610 | 610 | 610 | 610 | 610 | 610 | 610 | 610
30 | ARTHUR VON ROSENBERG 1 CTG 1 |  | BRAUNIG_AVR1_CT1 | BEXAR | GAS | SOUTH | 2000 | 164 | 164 | 164 | 164 | 164 | 164 | 164 | 164 | 164 | 164
31 | ARTHUR VON ROSENBERG 1 CTG 2 |  | BRAUNIG_AVR1_CT2 | BEXAR | GAS | SOUTH | 2000 | 164 | 164 | 164 | 164 | 164 | 164 | 164 | 164 | 164 | 164
32 | ARTHUR VON ROSENBERG 1 STG |  | BRAUNIG_AVR1_ST | BEXAR | GAS | SOUTH | 2000 | 190 | 190 | 190 | 190 | 190 | 190 | 190 | 190 | 190 | 190
33 | ATKINS CTG 7 |  | ATKINS_ATKINSG7 | BRAZOS | GAS | NORTH | 1973 | 18 | 18 | 18 | 18 | 18 | 18 | 18 | 18 | 18 | 18
34 | BARNEY M DAVIS CTG 3 |  | B_DAVIS_B_DAVIG3 | NUECES | GAS | COASTAL | 2010 | 157 | 157 | 157 | 157 | 157 | 157 | 157 | 157 | 157 | 157
35 | BARNEY M DAVIS CTG 4 |  | B_DAVIS_B_DAVIG4 | NUECES | GAS | COASTAL | 2010 | 157 | 157 | 157 | 157 | 157 | 157 | 157 | 157 | 157 | 157
36 | BARNEY M DAVIS STG 1 |  | B_DAVIS_B_DAVIG1 | NUECES | GAS | COASTAL | 1974 | 300 | 300 | 300 | 300 | 300 | 300 | 300 | 300 | 300 | 300
37 | BARNEY M DAVIS STG 2 |  | B_DAVIS_B_DAVIG2 | NUECES | GAS | COASTAL | 1976 | 319 | 319 | 319 | 319 | 319 | 319 | 319 | 319 | 319 | 319
38 | BASTROP ENERGY CENTER CTG 1 |  | BASTEN_GTG1100 | BASTROP | GAS | SOUTH | 2002 | 150 | 150 | 150 | 150 | 150 | 150 | 150 | 150 | 150 | 150
39 | BASTROP ENERGY CENTER CTG 2 |  | BASTEN_GTG2100 | BASTROP | GAS | SOUTH | 2002 | 150 | 150 | 150 | 150 | 150 | 150 | 150 | 150 | 150 | 150
40 | BASTROP ENERGY CENTER STG |  | BASTEN_ST0100 | BASTROP | GAS | SOUTH | 2002 | 233 | 233 | 233 | 233 | 233 | 233 | 233 | 233 | 233 | 233
41 | BOSQUE ENERGY CENTER CTG 1 |  | BOSQUESW_BSQSU_1 | BOSQUE | GAS | NORTH | 2000 | 143 | 143 | 143 | 143 | 143 | 143 | 143 | 143 | 143 | 143
42 | BOSQUE ENERGY CENTER CTG 2 |  | BOSQUESW_BSQSU_2 | BOSQUE | GAS | NORTH | 2000 | 143 | 143 | 143 | 143 | 143 | 143 | 143 | 143 | 143 | 143
43 | BOSQUE ENERGY CENTER CTG 3 |  | BOSQUESW_BSQSU_3 | BOSQUE | GAS | NORTH | 2001 | 145 | 145 | 145 | 145 | 145 | 145 | 145 | 145 | 145 | 145
44 | BOSQUE ENERGY CENTER STG 4 |  | BOSQUESW_BSQSU_4 | BOSQUE | GAS | NORTH | 2001 | 79.5 | 79.5 | 79.5 | 79.5 | 79.5 | 79.5 | 79.5 | 79.5 | 79.5 | 79.5
45 | BOSQUE ENERGY CENTER STG 5 |  | BOSQUESW_BSQSU_5 | BOSQUE | GAS | NORTH | 2009 | 213.5 | 213.5 | 213.5 | 213.5 | 213.5 | 213.5 | 213.5 | 213.5 | 213.5 | 213.5
46 | BRANDON GT1 (LP&L) |  | BRANDON | LUBBOCK | GAS | PANHANDLE | 1990 | 0 | 21 | 21 | 21 | 21 | 21 | 21 | 21 | 21 | 21
47 | BRAZOS VALLEY CTG 1 |  | BVE_UNIT1 | FORT BEND | GAS | HOUSTON | 2003 | 149.7 | 149.7 | 149.7 | 149.7 | 149.7 | 149.7 | 149.7 | 149.7 | 149.7 | 149.7
48 | BRAZOS VALLEY CTG 2 |  | BVE_UNIT2 | FORT BEND | GAS | HOUSTON | 2003 | 149.7 | 149.7 | 149.7 | 149.7 | 149.7 | 149.7 | 149.7 | 149.7 | 149.7 | 149.7
49 | BRAZOS VALLEY STG 3 |  | BVE_UNIT3 | FORT BEND | GAS | HOUSTON | 2003 | 257.9 | 257.9 | 257.9 | 257.9 | 257.9 | 257.9 | 257.9 | 257.9 | 257.9 | 257.9
50 | CALENERGY-FALCON SEABOARD CTG 1 |  | FLCNS_UNIT1 | HOWARD | GAS | WEST | 1987 | 75 | 75 | 75 | 75 | 75 | 75 | 75 | 75 | 75 | 75
51 | CALENERGY-FALCON SEABOARD CTG 2 |  | FLCNS_UNIT2 | HOWARD | GAS | WEST | 1987 | 75 | 75 | 75 | 75 | 75 | 75 | 75 | 75 | 75 | 75
52 | CALENERGY-FALCON SEABOARD STG 3 |  | FLCNS_UNIT3 | HOWARD | GAS | WEST | 1988 | 70 | 70 | 70 | 70 | 70 | 70 | 70 | 70 | 70 | 70
53 | CALHOUN (PORT COMFORT) CTG 1 |  | CALHOUN_UNIT1 | CALHOUN | GAS | COASTAL | 2017 | 44 | 44 | 44 | 44 | 44 | 44 | 44 | 44 | 44 | 44
54 | CALHOUN (PORT COMFORT) CTG 2 |  | CALHOUN_UNIT2 | CALHOUN | GAS | COASTAL | 2017 | 44 | 44 | 44 | 44 | 44 | 44 | 44 | 44 | 44 | 44
55 | CASTLEMAN CHAMON CTG 1 |  | CHAMON_CTG_0101 | HARRIS | GAS | HOUSTON | 2017 | 44 | 44 | 44 | 44 | 44 | 44 | 44 | 44 | 44 | 44
56 | CASTLEMAN CHAMON CTG 2 |  | CHAMON_CTG_0301 | HARRIS | GAS | HOUSTON | 2017 | 44 | 44 | 44 | 44 | 44 | 44 | 44 | 44 | 44 | 44
57 | CEDAR BAYOU 4 CTG 1 |  | CBY4_CT41 | CHAMBERS | GAS | HOUSTON | 2009 | 163 | 163 | 163 | 163 | 163 | 163 | 163 | 163 | 163 | 163
58 | CEDAR BAYOU 4 CTG 2 |  | CBY4_CT42 | CHAMBERS | GAS | HOUSTON | 2009 | 163 | 163 | 163 | 163 | 163 | 163 | 163 | 163 | 163 | 163
59 | CEDAR BAYOU 4 STG |  | CBY4_ST04 | CHAMBERS | GAS | HOUSTON | 2009 | 178 | 178 | 178 | 178 | 178 | 178 | 178 | 178 | 178 | 178
60 | CEDAR BAYOU STG 1 |  | CBY_CBY_G1 | CHAMBERS | GAS | HOUSTON | 1970 | 745 | 745 | 745 | 745 | 745 | 745 | 745 | 745 | 745 | 745
61 | CEDAR BAYOU STG 2 |  | CBY_CBY_G2 | CHAMBERS | GAS | HOUSTON | 1972 | 749 | 749 | 749 | 749 | 749 | 749 | 749 | 749 | 749 | 749
62 | COLORADO BEND ENERGY CENTER CTG 1 |  | CBEC_GT1 | WHARTON | GAS | SOUTH | 2007 | 70 | 70 | 70 | 70 | 70 | 70 | 70 | 70 | 70 | 70
63 | COLORADO BEND ENERGY CENTER CTG 2 |  | CBEC_GT2 | WHARTON | GAS | SOUTH | 2007 | 62 | 62 | 62 | 62 | 62 | 62 | 62 | 62 | 62 | 62
64 | COLORADO BEND ENERGY CENTER CTG 3 |  | CBEC_GT3 | WHARTON | GAS | SOUTH | 2008 | 69 | 69 | 69 | 69 | 69 | 69 | 69 | 69 | 69 | 69
65 | COLORADO BEND ENERGY CENTER CTG 4 |  | CBEC_GT4 | WHARTON | GAS | SOUTH | 2008 | 63 | 63 | 63 | 63 | 63 | 63 | 63 | 63 | 63 | 63
66 | COLORADO BEND ENERGY CENTER STG 1 |  | CBEC_STG1 | WHARTON | GAS | SOUTH | 2007 | 101 | 101 | 101 | 101 | 101 | 101 | 101 | 101 | 101 | 101
67 | COLORADO BEND ENERGY CENTER STG 2 |  | CBEC_STG2 | WHARTON | GAS | SOUTH | 2008 | 103 | 103 | 103 | 103 | 103 | 103 | 103 | 103 | 103 | 103
68 | COLORADO BEND II CTG 7 | 18INR0077 | CBECII_CT7 | WHARTON | GAS | SOUTH | 2017 | 331.9 | 331.9 | 331.9 | 331.9 | 331.9 | 331.9 | 331.9 | 331.9 | 331.9 | 331.9
69 | COLORADO BEND II CTG 8 | 18INR0077 | CBECII_CT8 | WHARTON | GAS | SOUTH | 2017 | 335.3 | 335.3 | 335.3 | 335.3 | 335.3 | 335.3 | 335.3 | 335.3 | 335.3 | 335.3
70 | COLORADO BEND II STG 9 | 18INR0077 | CBECII_STG9 | WHARTON | GAS | SOUTH | 2017 | 472.5 | 472.5 | 472.5 | 472.5 | 472.5 | 472.5 | 472.5 | 472.5 | 472.5 | 472.5
71 | CVC CHANNELVIEW CTG 1 |  | CVC_CVC_G1 | HARRIS | GAS | HOUSTON | 2008 | 169 | 169 | 169 | 169 | 169 | 169 | 169 | 169 | 169 | 169
72 | CVC CHANNELVIEW CTG 2 |  | CVC_CVC_G2 | HARRIS | GAS | HOUSTON | 2008 | 165 | 165 | 165 | 165 | 165 | 165 | 165 | 165 | 165 | 165
73 | CVC CHANNELVIEW CTG 3 |  | CVC_CVC_G3 | HARRIS | GAS | HOUSTON | 2008 | 165 | 165 | 165 | 165 | 165 | 165 | 165 | 165 | 165 | 165
74 | CVC CHANNELVIEW STG 5 |  | CVC_CVC_G5 | HARRIS | GAS | HOUSTON | 2008 | 144 | 144 | 144 | 144 | 144 | 144 | 144 | 144 | 144 | 144
75 | DANSBY CTG 2 |  | DANSBY_DANSBYG2 | BRAZOS | GAS | NORTH | 2004 | 45 | 45 | 45 | 45 | 45 | 45 | 45 | 45 | 45 | 45
76 | DANSBY CTG 3 |  | DANSBY_DANSBYG3 | BRAZOS | GAS | NORTH | 2010 | 47 | 47 | 47 | 47 | 47 | 47 | 47 | 47 | 47 | 47
77 | DANSBY STG 1 |  | DANSBY_DANSBYG1 | BRAZOS | GAS | NORTH | 1978 | 107 | 107 | 107 | 107 | 107 | 107 | 107 | 107 | 107 | 107
78 | DECKER CREEK CTG 1 |  | DECKER_DPGT_1 | TRAVIS | GAS | SOUTH | 1989 | 48 | 48 | 48 | 48 | 48 | 48 | 48 | 48 | 48 | 48
79 | DECKER CREEK CTG 2 |  | DECKER_DPGT_2 | TRAVIS | GAS | SOUTH | 1989 | 48 | 48 | 48 | 48 | 48 | 48 | 48 | 48 | 48 | 48
80 | DECKER CREEK CTG 3 |  | DECKER_DPGT_3 | TRAVIS | GAS | SOUTH | 1989 | 48 | 48 | 48 | 48 | 48 | 48 | 48 | 48 | 48 | 48
81 | DECKER CREEK CTG 4 |  | DECKER_DPGT_4 | TRAVIS | GAS | SOUTH | 1989 | 48 | 48 | 48 | 48 | 48 | 48 | 48 | 48 | 48 | 48
82 | DECKER CREEK STG 1 |  | DECKER_DPG1 | TRAVIS | GAS | SOUTH | 1971 | 315 | 315 | 315 | 315 | 315 | 315 | 315 | 315 | 315 | 315
83 | DECKER CREEK STG 2 |  | DECKER_DPG2 | TRAVIS | GAS | SOUTH | 1978 | 420 | 420 | 420 | 420 | 420 | 420 | 420 | 420 | 420 | 420
84 | DECORDOVA CTG 1 |  | DCSES_CT10 | HOOD | GAS | NORTH | 1990 | 69 | 69 | 69 | 69 | 69 | 69 | 69 | 69 | 69 | 69
85 | DECORDOVA CTG 2 |  | DCSES_CT20 | HOOD | GAS | NORTH | 1990 | 69 | 69 | 69 | 69 | 69 | 69 | 69 | 69 | 69 | 69
86 | DECORDOVA CTG 3 |  | DCSES_CT30 | HOOD | GAS | NORTH | 1990 | 68 | 68 | 68 | 68 | 68 | 68 | 68 | 68 | 68 | 68
87 | DECORDOVA CTG 4 |  | DCSES_CT40 | HOOD | GAS | NORTH | 1990 | 69 | 69 | 69 | 69 | 69 | 69 | 69 | 69 | 69 | 69
88 | DEER PARK ENERGY CENTER CTG 1 |  | DDPEC_GT1 | HARRIS | GAS | HOUSTON | 2002 | 172 | 172 | 172 | 172 | 172 | 172 | 172 | 172 | 172 | 172
89 | DEER PARK ENERGY CENTER CTG 2 |  | DDPEC_GT2 | HARRIS | GAS | HOUSTON | 2002 | 182 | 182 | 182 | 182 | 182 | 182 | 182 | 182 | 182 | 182
90 | DEER PARK ENERGY CENTER CTG 3 |  | DDPEC_GT3 | HARRIS | GAS | HOUSTON | 2002 | 172 | 172 | 172 | 172 | 172 | 172 | 172 | 172 | 172 | 172
91 | DEER PARK ENERGY CENTER CTG 4 |  | DDPEC_GT4 | HARRIS | GAS | HOUSTON | 2002 | 182 | 182 | 182 | 182 | 182 | 182 | 182 | 182 | 182 | 182
92 | DEER PARK ENERGY CENTER CTG 6 |  | DDPEC_GT6 | HARRIS | GAS | HOUSTON | 2014 | 156 | 156 | 156 | 156 | 156 | 156 | 156 | 156 | 156 | 156
93 | DEER PARK ENERGY CENTER STG 1 |  | DDPEC_ST1 | HARRIS | GAS | HOUSTON | 2002 | 287 | 287 | 287 | 287 | 287 | 287 | 287 | 287 | 287 | 287
94 | DENTON ENERGY CENTER IC A |  | DEC_AGR_A | DENTON | GAS | NORTH | 2018 | 56.5 | 56.5 | 56.5 | 56.5 | 56.5 | 56.5 | 56.5 | 56.5 | 56.5 | 56.5
95 | DENTON ENERGY CENTER IC B |  | DEC_AGR_B | DENTON | GAS | NORTH | 2018 | 56.5 | 56.5 | 56.5 | 56.5 | 56.5 | 56.5 | 56.5 | 56.5 | 56.5 | 56.5
96 | DENTON ENERGY CENTER IC C |  | DEC_AGR_C | DENTON | GAS | NORTH | 2018 | 56.5 | 56.5 | 56.5 | 56.5 | 56.5 | 56.5 | 56.5 | 56.5 | 56.5 | 56.5
97 | DENTON ENERGY CENTER IC D |  | DEC_AGR_D | DENTON | GAS | NORTH | 2018 | 56.5 | 56.5 | 56.5 | 56.5 | 56.5 | 56.5 | 56.5 | 56.5 | 56.5 | 56.5
98 | ECTOR COUNTY ENERGY CTG 1 |  | ECEC_G1 | ECTOR | GAS | WEST | 2015 | 147 | 147 | 147 | 147 | 147 | 147 | 147 | 147 | 147 | 147
99 | ECTOR COUNTY ENERGY CTG 2 |  | ECEC_G2 | ECTOR | GAS | WEST | 2015 | 147 | 147 | 147 | 147 | 147 | 147 | 147 | 147 | 147 | 147
100 | ELK STATION IC 3 |  | AEEC_ELK_3 | HALE | GAS | PANHANDLE | 2016 | 190 | 190 | 190 | 190 | 190 | 190 | 190 | 190 | 190 | 190
101 | ENNIS POWER STATION CTG 2 | 21INR0448 | ETCCS_CT1 | ELLIS | GAS | NORTH | 2002 | 204 | 204 | 221.3 | 221.3 | 221.3 | 221.3 | 221.3 | 221.3 | 221.3 | 221.3
102 | ENNIS POWER STATION STG 1 | 21INR0448 | ETCCS_UNIT1 | ELLIS | GAS | NORTH | 2002 | 115 | 115 | 132.3 | 132.3 | 132.3 | 132.3 | 132.3 | 132.3 | 132.3 | 132.3
103 | EXTEX LAPORTE GEN STN CTG 1 |  | AZ_AZ_G1 | HARRIS | GAS | HOUSTON | 2009 | 36 | 36 | 36 | 36 | 36 | 36 | 36 | 36 | 36 | 36
104 | EXTEX LAPORTE GEN STN CTG 2 |  | AZ_AZ_G2 | HARRIS | GAS | HOUSTON | 2009 | 36 | 36 | 36 | 36 | 36 | 36 | 36 | 36 | 36 | 36
105 | EXTEX LAPORTE GEN STN CTG 3 |  | AZ_AZ_G3 | HARRIS | GAS | HOUSTON | 2009 | 36 | 36 | 36 | 36 | 36 | 36 | 36 | 36 | 36 | 36
106 | EXTEX LAPORTE GEN STN CTG 4 |  | AZ_AZ_G4 | HARRIS | GAS | HOUSTON | 2009 | 36 | 36 | 36 | 36 | 36 | 36 | 36 | 36 | 36 | 36
107 | FERGUSON REPLACEMENT CTG 1 |  | FERGCC_FERGGT1 | LLANO | GAS | SOUTH | 2014 | 169 | 169 | 169 | 169 | 169 | 169 | 169 | 169 | 169 | 169
108 | FERGUSON REPLACEMENT CTG 2 |  | FERGCC_FERGGT2 | LLANO | GAS | SOUTH | 2014 | 169 | 169 | 169 | 169 | 169 | 169 | 169 | 169 | 169 | 169
109 | FERGUSON REPLACEMENT STG 1 |  | FERGCC_FERGST1 | LLANO | GAS | SOUTH | 2014 | 182 | 182 | 182 | 182 | 182 | 182 | 182 | 182 | 182 | 182
110 | FORNEY ENERGY CENTER CTG 11 |  | FRNYPP_GT11 | KAUFMAN | GAS | NORTH | 2003 | 165 | 165 | 165 | 165 | 165 | 165 | 165 | 165 | 165 | 165
111 | FORNEY ENERGY CENTER CTG 12 |  | FRNYPP_GT12 | KAUFMAN | GAS | NORTH | 2003 | 157 | 157 | 157 | 157 | 157 | 157 | 157 | 157 | 157 | 157
112 | FORNEY ENERGY CENTER CTG 13 |  | FRNYPP_GT13 | KAUFMAN | GAS | NORTH | 2003 | 157 | 157 | 157 | 157 | 157 | 157 | 157 | 157 | 157 | 157
113 | FORNEY ENERGY CENTER CTG 21 |  | FRNYPP_GT21 | KAUFMAN | GAS | NORTH | 2003 | 165 | 165 | 165 | 165 | 165 | 165 | 165 | 165 | 165 | 165
114 | FORNEY ENERGY CENTER CTG 22 |  | FRNYPP_GT22 | KAUFMAN | GAS | NORTH | 2003 | 157 | 157 | 157 | 157 | 157 | 157 | 157 | 157 | 157 | 157
115 | FORNEY ENERGY CENTER CTG 23 |  | FRNYPP_GT23 | KAUFMAN | GAS | NORTH | 2003 | 157 | 157 | 157 | 157 | 157 | 157 | 157 | 157 | 157 | 157
116 | FORNEY ENERGY CENTER STG 10 |  | FRNYPP_ST10 | KAUFMAN | GAS | NORTH | 2003 | 406 | 406 | 406 | 406 | 406 | 406 | 406 | 406 | 406 | 406
117 | FORNEY ENERGY CENTER STG 20 |  | FRNYPP_ST20 | KAUFMAN | GAS | NORTH | 2003 | 406 | 406 | 406 | 406 | 406 | 406 | 406 | 406 | 406 | 406
118 | FREESTONE ENERGY CENTER CTG 1 |  | FREC_GT1 | FREESTONE | GAS | NORTH | 2002 | 147 | 147 | 147 | 147 | 147 | 147 | 147 | 147 | 147 | 147
119 | FREESTONE ENERGY CENTER CTG 2 |  | FREC_GT2 | FREESTONE | GAS | NORTH | 2002 | 147 | 147 | 147 | 147 | 147 | 147 | 147 | 147 | 147 | 147
120 | FREESTONE ENERGY CENTER CTG 4 |  | FREC_GT4 | FREESTONE | GAS | NORTH | 2002 | 145 | 145 | 145 | 145 | 145 | 145 | 145 | 145 | 145 | 145
121 | FREESTONE ENERGY CENTER CTG 5 |  | FREC_GT5 | FREESTONE | GAS | NORTH | 2002 | 145 | 145 | 145 | 145 | 145 | 145 | 145 | 145 | 145 | 145
122 | FREESTONE ENERGY CENTER STG 3 |  | FREC_ST3 | FREESTONE | GAS | NORTH | 2002 | 169 | 169 | 169 | 169 | 169 | 169 | 169 | 169 | 169 | 169
123 | FREESTONE ENERGY CENTER STG 6 |  | FREC_ST6 | FREESTONE | GAS | NORTH | 2002 | 168 | 168 | 168 | 168 | 168 | 168 | 168 | 168 | 168 | 168
124 | FRIENDSWOOD G |  | FEGC_UNIT1 | HARRIS | GAS | HOUSTON | 2018 | 119 | 119 | 119 | 119 | 119 | 119 | 119 | 119 | 119 | 119
125 | GRAHAM STG 1 |  | GRSES_UNIT1 | YOUNG | GAS | WEST | 1960 | 234 | 234 | 234 | 234 | 234 | 234 | 234 | 234 | 234 | 234
126 | GRAHAM STG 2 |  | GRSES_UNIT2 | YOUNG | GAS | WEST | 1969 | 390 | 390 | 390 | 390 | 390 | 390 | 390 | 390 | 390 | 390
127 | GREENS BAYOU CTG 73 |  | GBY_GBYGT73 | HARRIS | GAS | HOUSTON | 1976 | 56 | 56 | 56 | 56 | 56 | 56 | 56 | 56 | 56 | 56
128 | GREENS BAYOU CTG 74 |  | GBY_GBYGT74 | HARRIS | GAS | HOUSTON | 1976 | 56 | 56 | 56 | 56 | 56 | 56 | 56 | 56 | 56 | 56
129 | GREENS BAYOU CTG 81 |  | GBY_GBYGT81 | HARRIS | GAS | HOUSTON | 1976 | 56 | 56 | 56 | 56 | 56 | 56 | 56 | 56 | 56 | 56
130 | GREENS BAYOU CTG 82 |  | GBY_GBYGT82 | HARRIS | GAS | HOUSTON | 1976 | 50 | 50 | 50 | 50 | 50 | 50 | 50 | 50 | 50 | 50
131 | GREENS BAYOU CTG 83 |  | GBY_GBYGT83 | HARRIS | GAS | HOUSTON | 1976 | 56 | 56 | 56 | 56 | 56 | 56 | 56 | 56 | 56 | 56
132 | GREENS BAYOU CTG 84 |  | GBY_GBYGT84 | HARRIS | GAS | HOUSTON | 1976 | 56 | 56 | 56 | 56 | 56 | 56 | 56 | 56 | 56 | 56
133 | GREENVILLE IC ENGINE PLANT IC 1 |  | STEAM_ENGINE_1 | HUNT | GAS | NORTH | 2010 | 8.2 | 8.2 | 8.2 | 8.2 | 8.2 | 8.2 | 8.2 | 8.2 | 8.2 | 8.2
134 | GREENVILLE IC ENGINE PLANT IC 2 |  | STEAM_ENGINE_2 | HUNT | GAS | NORTH | 2010 | 8.2 | 8.2 | 8.2 | 8.2 | 8.2 | 8.2 | 8.2 | 8.2 | 8.2 | 8.2
135 | GREENVILLE IC ENGINE PLANT IC 3 |  | STEAM_ENGINE_3 | HUNT | GAS | NORTH | 2010 | 8.2 | 8.2 | 8.2 | 8.2 | 8.2 | 8.2 | 8.2 | 8.2 | 8.2 | 8.2
136 | GUADALUPE ENERGY CENTER CTG 1 |  | GUADG_GAS1 | GUADALUPE | GAS | SOUTH | 2000 | 143 | 143 | 143 | 143 | 143 | 143 | 143 | 143 | 143 | 143
137 | GUADALUPE ENERGY CENTER CTG 2 |  | GUADG_GAS2 | GUADALUPE | GAS | SOUTH | 2000 | 143 | 143 | 143 | 143 | 143 | 143 | 143 | 143 | 143 | 143
138 | GUADALUPE ENERGY CENTER CTG 3 |  | GUADG_GAS3 | GUADALUPE | GAS | SOUTH | 2000 | 141 | 141 | 141 | 141 | 141 | 141 | 141 | 141 | 141 | 141
139 | GUADALUPE ENERGY CENTER CTG 4 |  | GUADG_GAS4 | GUADALUPE | GAS | SOUTH | 2000 | 141 | 141 | 141 | 141 | 141 | 141 | 141 | 141 | 141 | 141
140 | GUADALUPE ENERGY CENTER STG 5 |  | GUADG_STM5 | GUADALUPE | GAS | SOUTH | 2000 | 198 | 198 | 198 | 198 | 198 | 198 | 198 | 198 | 198 | 198
141 | GUADALUPE ENERGY CENTER STG 6 |  | GUADG_STM6 | GUADALUPE | GAS | SOUTH | 2000 | 198 | 198 | 198 | 198 | 198 | 198 | 198 | 198 | 198 | 198
142 | HANDLEY STG 3 |  | HLSES_UNIT3 | TARRANT | GAS | NORTH | 1963 | 395 | 395 | 395 | 395 | 395 | 395 | 395 | 395 | 395 | 395
143 | HANDLEY STG 4 |  | HLSES_UNIT4 | TARRANT | GAS | NORTH | 1976 | 435 | 435 | 435 | 435 | 435 | 435 | 435 | 435 | 435 | 435
144 | HANDLEY STG 5 |  | HLSES_UNIT5 | TARRANT | GAS | NORTH | 1977 | 435 | 435 | 435 | 435 | 435 | 435 | 435 | 435 | 435 | 435
145 | HAYS ENERGY FACILITY CSG 1 |  | HAYSEN_HAYSENG1 | HAYS | GAS | SOUTH | 2002 | 210 | 210 | 210 | 210 | 210 | 210 | 210 | 210 | 210 | 210
146 | HAYS ENERGY FACILITY CSG 2 |  | HAYSEN_HAYSENG2 | HAYS | GAS | SOUTH | 2002 | 211 | 211 | 211 | 211 | 211 | 211 | 211 | 211 | 211 | 211
147 | HAYS ENERGY FACILITY CSG 3 |  | HAYSEN_HAYSENG3 | HAYS | GAS | SOUTH | 2002 | 210 | 210 | 210 | 210 | 210 | 210 | 210 | 210 | 210 | 210
148 | HAYS ENERGY FACILITY CSG 4 |  | HAYSEN_HAYSENG4 | HAYS | GAS | SOUTH | 2002 | 213 | 213 | 213 | 213 | 213 | 213 | 213 | 213 | 213 | 213
149 | HIDALGO ENERGY CENTER CTG 1 |  | DUKE_DUKE_GT1 | HIDALGO | GAS | SOUTH | 2000 | 149 | 149 | 149 | 149 | 149 | 149 | 149 | 149 | 149 | 149
150 | HIDALGO ENERGY CENTER CTG 2 |  | DUKE_DUKE_GT2 | HIDALGO | GAS | SOUTH | 2000 | 149 | 149 | 149 | 149 | 149 | 149 | 149 | 149 | 149 | 149
151 | HIDALGO ENERGY CENTER STG 1 |  | DUKE_DUKE_ST1 | HIDALGO | GAS | SOUTH | 2000 | 168 | 168 | 168 | 168 | 168 | 168 | 168 | 168 | 168 | 168
152 | JACK COUNTY GEN FACILITY CTG 1 |  | JACKCNTY_CT1 | JACK | GAS | NORTH | 2006 | 155 | 155 | 155 | 155 | 155 | 155 | 155 | 155 | 155 | 155
153 | JACK COUNTY GEN FACILITY CTG 2 |  | JACKCNTY_CT2 | JACK | GAS | NORTH | 2006 | 155 | 155 | 155 | 155 | 155 | 155 | 155 | 155 | 155 | 155
154 | JACK COUNTY GEN FACILITY CTG 3 |  | JCKCNTY2_CT3 | JACK | GAS | NORTH | 2011 | 150 | 150 | 150 | 150 | 150 | 150 | 150 | 150 | 150 | 150
155 | JACK COUNTY GEN FACILITY CTG 4 |  | JCKCNTY2_CT4 | JACK | GAS | NORTH | 2011 | 150 | 150 | 150 | 150 | 150 | 150 | 150 | 150 | 150 | 150
156 | JACK COUNTY GEN FACILITY STG 1 |  | JACKCNTY_STG | JACK | GAS | NORTH | 2006 | 295 | 295 | 295 | 295 | 295 | 295 | 295 | 295 | 295 | 295
157 | JACK COUNTY GEN FACILITY STG 2 |  | JCKCNTY2_ST2 | JACK | GAS | NORTH | 2011 | 295 | 295 | 295 | 295 | 295 | 295 | 295 | 295 | 295 | 295
158 | JOHNSON COUNTY GEN FACILITY CTG 1 |  | TEN_CT1 | JOHNSON | GAS | NORTH | 1997 | 163 | 163 | 163 | 163 | 163 | 163 | 163 | 163 | 163 | 163
159 | JOHNSON COUNTY GEN FACILITY STG 1 |  | TEN_STG | JOHNSON | GAS | NORTH | 1997 | 106 | 106 | 106 | 106 | 106 | 106 | 106 | 106 | 106 | 106
160 | LAKE HUBBARD STG 1 |  | LHSES_UNIT1 | DALLAS | GAS | NORTH | 1970 | 392 | 392 | 392 | 392 | 392 | 392 | 392 | 392 | 392 | 392
161 | LAKE HUBBARD STG 2 |  | LHSES_UNIT2A | DALLAS | GAS | NORTH | 1973 | 523 | 523 | 523 | 523 | 523 | 523 | 523 | 523 | 523 | 523
162 | LAMAR ENERGY CENTER CTG 11 |  | LPCCS_CT11 | LAMAR | GAS | NORTH | 2000 | 153 | 153 | 153 | 153 | 153 | 153 | 153 | 153 | 153 | 153
163 | LAMAR ENERGY CENTER CTG 12 |  | LPCCS_CT12 | LAMAR | GAS | NORTH | 2000 | 145 | 145 | 145 | 145 | 145 | 145 | 145 | 145 | 145 | 145
164 | LAMAR ENERGY CENTER CTG 21 |  | LPCCS_CT21 | LAMAR | GAS | NORTH | 2000 | 145 | 145 | 145 | 145 | 145 | 145 | 145 | 145 | 145 | 145
165 | LAMAR ENERGY CENTER CTG 22 |  | LPCCS_CT22 | LAMAR | GAS | NORTH | 2000 | 153 | 153 | 153 | 153 | 153 | 153 | 153 | 153 | 153 | 153
166 | LAMAR ENERGY CENTER STG 1 |  | LPCCS_UNIT1 | LAMAR | GAS | NORTH | 2000 | 204 | 204 | 204 | 204 | 204 | 204 | 204 | 204 | 204 | 204
167 | LAMAR ENERGY CENTER STG 2 |  | LPCCS_UNIT2 | LAMAR | GAS | NORTH | 2000 | 204 | 204 | 204 | 204 | 204 | 204 | 204 | 204 | 204 | 204
168 | LAREDO CTG 4 |  | LARDVFTN_G4 | WEBB | GAS | SOUTH | 2008 | 90.1 | 90.1 | 90.1 | 90.1 | 90.1 | 90.1 | 90.1 | 90.1 | 90.1 | 90.1
169 | LAREDO CTG 5 |  | LARDVFTN_G5 | WEBB | GAS | SOUTH | 2008 | 87.3 | 87.3 | 87.3 | 87.3 | 87.3 | 87.3 | 87.3 | 87.3 | 87.3 | 87.3
170 | LEON CREEK PEAKER CTG 1 |  | LEON_CRK_LCPCT1 | BEXAR | GAS | SOUTH | 2004 | 46 | 46 | 46 | 46 | 46 | 46 | 46 | 46 | 46 | 46
171 | LEON CREEK PEAKER CTG 2 |  | LEON_CRK_LCPCT2 | BEXAR | GAS | SOUTH | 2004 | 46 | 46 | 46 | 46 | 46 | 46 | 46 | 46 | 46 | 46
172 | LEON CREEK PEAKER CTG 3 |  | LEON_CRK_LCPCT3 | BEXAR | GAS | SOUTH | 2004 | 46 | 46 | 46 | 46 | 46 | 46 | 46 | 46 | 46 | 46
173 | LEON CREEK PEAKER CTG 4 |  | LEON_CRK_LCPCT4 | BEXAR | GAS | SOUTH | 2004 | 46 | 46 | 46 | 46 | 46 | 46 | 46 | 46 | 46 | 46
174 | LOST PINES POWER CTG 1 |  | LOSTPI_LOSTPGT1 | BASTROP | GAS | SOUTH | 2001 | 170 | 170 | 170 | 170 | 170 | 170 | 170 | 170 | 170 | 170
175 | LOST PINES POWER CTG 2 |  | LOSTPI_LOSTPGT2 | BASTROP | GAS | SOUTH | 2001 | 170 | 170 | 170 | 170 | 170 | 170 | 170 | 170 | 170 | 170
176 | LOST PINES POWER STG 1 |  | LOSTPI_LOSTPST1 | BASTROP | GAS | SOUTH | 2001 | 188 | 188 | 188 | 188 | 188 | 188 | 188 | 188 | 188 | 188
177 | MAGIC VALLEY STATION CTG 1 |  | NEDIN_NEDIN_G1 | HIDALGO | GAS | SOUTH | 2001 | 215 | 215 | 215 | 215 | 215 | 215 | 215 | 215 | 215 | 215
178 | MAGIC VALLEY STATION CTG 2 |  | NEDIN_NEDIN_G2 | HIDALGO | GAS | SOUTH | 2001 | 215 | 215 | 215 | 215 | 215 | 215 | 215 | 215 | 215 | 215
179 | MAGIC VALLEY STATION STG 3 |  | NEDIN_NEDIN_G3 | HIDALGO | GAS | SOUTH | 2001 | 236 | 236 | 236 | 236 | 236 | 236 | 236 | 236 | 236 | 236
180 | MIDLOTHIAN ENERGY FACILITY CTG 1 |  | MDANP_CT1 | ELLIS | GAS | NORTH | 2001 | 229 | 229 | 229 | 229 | 229 | 229 | 229 | 229 | 229 | 229
181 | MIDLOTHIAN ENERGY FACILITY CTG 2 |  | MDANP_CT2 | ELLIS | GAS | NORTH | 2001 | 227 | 227 | 227 | 227 | 227 | 227 | 227 | 227 | 227 | 227
182 | MIDLOTHIAN ENERGY FACILITY CTG 3 |  | MDANP_CT3 | ELLIS | GAS | NORTH | 2001 | 227 | 227 | 227 | 227 | 227 | 227 | 227 | 227 | 227 | 227
183 | MIDLOTHIAN ENERGY FACILITY CTG 4 |  | MDANP_CT4 | ELLIS | GAS | NORTH | 2001 | 227 | 227 | 227 | 227 | 227 | 227 | 227 | 227 | 227 | 227
184 | MIDLOTHIAN ENERGY FACILITY CTG 5 |  | MDANP_CT5 | ELLIS | GAS | NORTH | 2002 | 241 | 241 | 241 | 241 | 241 | 241 | 241 | 241 | 241 | 241
185 | MIDLOTHIAN ENERGY FACILITY CTG 6 |  | MDANP_CT6 | ELLIS | GAS | NORTH | 2002 | 243 | 243 | 243 | 243 | 243 | 243 | 243 | 243 | 243 | 243
186 | MORGAN CREEK CTG 1 |  | MGSES_CT1 | MITCHELL | GAS | WEST | 1988 | 66 | 66 | 66 | 66 | 66 | 66 | 66 | 66 | 66 | 66
187 | MORGAN CREEK CTG 2 |  | MGSES_CT2 | MITCHELL | GAS | WEST | 1988 | 65 | 65 | 65 | 65 | 65 | 65 | 65 | 65 | 65 | 65
188 | MORGAN CREEK CTG 3 |  | MGSES_CT3 | MITCHELL | GAS | WEST | 1988 | 65 | 65 | 65 | 65 | 65 | 65 | 65 | 65 | 65 | 65
189 | MORGAN CREEK CTG 4 |  | MGSES_CT4 | MITCHELL | GAS | WEST | 1988 | 67 | 67 | 67 | 67 | 67 | 67 | 67 | 67 | 67 | 67
190 | MORGAN CREEK CTG 5 |  | MGSES_CT5 | MITCHELL | GAS | WEST | 1988 | 67 | 67 | 67 | 67 | 67 | 67 | 67 | 67 | 67 | 67
191 | MORGAN CREEK CTG 6 |  | MGSES_CT6 | MITCHELL | GAS | WEST | 1988 | 67 | 67 | 67 | 67 | 67 | 67 | 67 | 67 | 67 | 67
192 | MOUNTAIN CREEK STG 6 |  | MCSES_UNIT6 | DALLAS | GAS | NORTH | 1956 | 122 | 122 | 122 | 122 | 122 | 122 | 122 | 122 | 122 | 122
193 | MOUNTAIN CREEK STG 7 |  | MCSES_UNIT7 | DALLAS | GAS | NORTH | 1958 | 118 | 118 | 118 | 118 | 118 | 118 | 118 | 118 | 118 | 118
194 | MOUNTAIN CREEK STG 8 |  | MCSES_UNIT8 | DALLAS | GAS | NORTH | 1967 | 568 | 568 | 568 | 568 | 568 | 568 | 568 | 568 | 568 | 568
195 | NUECES BAY REPOWER CTG 8 |  | NUECES_B_NUECESG8 | NUECES | GAS | COASTAL | 2010 | 157 | 157 | 157 | 157 | 157 | 157 | 157 | 157 | 157 | 157
196 | NUECES BAY REPOWER CTG 9 |  | NUECES_B_NUECESG9 | NUECES | GAS | COASTAL | 2010 | 157 | 157 | 157 | 157 | 157 | 157 | 157 | 157 | 157 | 157
197 | NUECES BAY REPOWER STG 7 |  | NUECES_B_NUECESG7 | NUECES | GAS | COASTAL | 1972 | 319 | 319 | 319 | 319 | 319 | 319 | 319 | 319 | 319 | 319
198 | O W SOMMERS STG 1 |  | CALAVERS_OWS1 | BEXAR | GAS | SOUTH | 1972 | 420 | 420 | 420 | 420 | 420 | 420 | 420 | 420 | 420 | 420
199 | O W SOMMERS STG 2 |  | CALAVERS_OWS2 | BEXAR | GAS | SOUTH | 1974 | 410 | 410 | 410 | 410 | 410 | 410 | 410 | 410 | 410 | 410
200 | ODESSA-ECTOR POWER CTG 11 |  | OECCS_CT11 | ECTOR | GAS | WEST | 2001 | 166.7 | 166.7 | 166.7 | 166.7 | 166.7 | 166.7 | 166.7 | 166.7 | 166.7 | 166.7
201 | ODESSA-ECTOR POWER CTG 12 |  | OECCS_CT12 | ECTOR | GAS | WEST | 2001 | 158.2 | 158.2 | 158.2 | 158.2 | 158.2 | 158.2 | 158.2 | 158.2 | 158.2 | 158.2
202 | ODESSA-ECTOR POWER CTG 21 | 20INR0282 | OECCS_CT21 | ECTOR | GAS | WEST | 2001 | 166.7 | 166.7 | 166.7 | 166.7 | 166.7 | 166.7 | 166.7 | 166.7 | 166.7 | 166.7
203 | ODESSA-ECTOR POWER CTG 22 | 20INR0282 | OECCS_CT22 | ECTOR | GAS | WEST | 2001 | 158.2 | 158.2 | 158.2 | 158.2 | 158.2 | 158.2 | 158.2 | 158.2 | 158.2 | 158.2
204 | ODESSA-ECTOR POWER STG 1 |  | OECCS_UNIT1 | ECTOR | GAS | WEST | 2001 | 206 | 206 | 206 | 206 | 206 | 206 | 206 | 206 | 206 | 206
205 | ODESSA-ECTOR POWER STG 2 | 20INR0282 | OECCS_UNIT2 | ECTOR | GAS | WEST | 2001 | 206 | 206 | 206 | 206 | 206 | 206 | 206 | 206 | 206 | 206
206 | PANDA SHERMAN POWER CTG 1 |  | PANDA_S_SHER1CT1 | GRAYSON | GAS | NORTH | 2014 | 196 | 196 | 196 | 196 | 196 | 196 | 196 | 196 | 196 | 196
207 | PANDA SHERMAN POWER CTG 2 |  | PANDA_S_SHER1CT2 | GRAYSON | GAS | NORTH | 2014 | 195 | 195 | 195 | 195 | 195 | 195 | 195 | 195 | 195 | 195
208 | PANDA SHERMAN POWER STG 1 |  | PANDA_S_SHER1ST1 | GRAYSON | GAS | NORTH | 2014 | 326 | 326 | 326 | 326 | 326 | 326 | 326 | 326 | 326 | 326
209 | PANDA TEMPLE I POWER CTG 1 |  | PANDA_T1_TMPL1CT1 | BELL | GAS | NORTH | 2014 | 195 | 195 | 195 | 195 | 195 | 195 | 195 | 195 | 195 | 195
210 | PANDA TEMPLE I POWER CTG 2 |  | PANDA_T1_TMPL1CT2 | BELL | GAS | NORTH | 2014 | 195 | 195 | 195 | 195 | 195 | 195 | 195 | 195 | 195 | 195
211 | PANDA TEMPLE I POWER STG 1 |  | PANDA_T1_TMPL1ST1 | BELL | GAS | NORTH | 2014 | 312 | 312 | 312 | 312 | 312 | 312 | 312 | 312 | 312 | 312
212 | PANDA TEMPLE II POWER CTG 1 |  | PANDA_T2_TMPL2CT1 | BELL | GAS | NORTH | 2015 | 191.2 | 191.2 | 191.2 | 191.2 | 191.2 | 191.2 | 191.2 | 191.2 | 191.2 | 191.2
213 | PANDA TEMPLE II POWER CTG 2 |  | PANDA_T2_TMPL2CT2 | BELL | GAS | NORTH | 2015 | 191.2 | 191.2 | 191.2 | 191.2 | 191.2 | 191.2 | 191.2 | 191.2 | 191.2 | 191.2
214 | PANDA TEMPLE II POWER STG 1 |  | PANDA_T2_TMPL2ST1 | BELL | GAS | NORTH | 2015 | 334.7 | 334.7 | 334.7 | 334.7 | 334.7 | 334.7 | 334.7 | 334.7 | 334.7 | 334.7
215 | PARIS ENERGY CENTER CTG 1 |  | TNSKA_GT1 | LAMAR | GAS | NORTH | 1989 | 76 | 76 | 76 | 76 | 76 | 76 | 76 | 76 | 76 | 76
216 | PARIS ENERGY CENTER CTG 2 |  | TNSKA_GT2 | LAMAR | GAS | NORTH | 1989 | 76 | 76 | 76 | 76 | 76 | 76 | 76 | 76 | 76 | 76
217 | PARIS ENERGY CENTER STG 1 |  | TNSKA_STG | LAMAR | GAS | NORTH | 1990 | 87 | 87 | 87 | 87 | 87 | 87 | 87 | 87 | 87 | 87
218 | PASADENA COGEN FACILITY CTG 2 |  | PSG_PSG_GT2 | HARRIS | GAS | HOUSTON | 2000 | 164.5 | 164.5 | 164.5 | 164.5 | 164.5 | 164.5 | 164.5 | 164.5 | 164.5 | 164.5
219 | PASADENA COGEN FACILITY CTG 3 |  | PSG_PSG_GT3 | HARRIS | GAS | HOUSTON | 2000 | 164.5 | 164.5 | 164.5 | 164.5 | 164.5 | 164.5 | 164.5 | 164.5 | 164.5 | 164.5
220 | PASADENA COGEN FACILITY STG 2 |  | PSG_PSG_ST2 | HARRIS | GAS | HOUSTON | 2000 | 170.4 | 170.4 | 170.4 | 170.4 | 170.4 | 170.4 | 170.4 | 170.4 | 170.4 | 170.4
221 | PEARSALL ENGINE PLANT IC A |  | PEARSAL2_AGR_A | FRIO | GAS | SOUTH | 2012 | 50.6 | 50.6 | 50.6 | 50.6 | 50.6 | 50.6 | 50.6 | 50.6 | 50.6 | 50.6
222 | PEARSALL ENGINE PLANT IC B |  | PEARSAL2_AGR_B | FRIO | GAS | SOUTH | 2012 | 50.6 | 50.6 | 50.6 | 50.6 | 50.6 | 50.6 | 50.6 | 50.6 | 50.6 | 50.6
223 | PEARSALL ENGINE PLANT IC C |  | PEARSAL2_AGR_C | FRIO | GAS | SOUTH | 2012 | 50.6 | 50.6 | 50.6 | 50.6 | 50.6 | 50.6 | 50.6 | 50.6 | 50.6 | 50.6
224 | PEARSALL ENGINE PLANT IC D |  | PEARSAL2_AGR_D | FRIO | GAS | SOUTH | 2012 | 50.6 | 50.6 | 50.6 | 50.6 | 50.6 | 50.6 | 50.6 | 50.6 | 50.6 | 50.6
225 | PERMIAN BASIN CTG 1 |  | PB2SES_CT1 | WARD | GAS | WEST | 1988 | 63 | 63 | 63 | 63 | 63 | 63 | 63 | 63 | 63 | 63
226 | PERMIAN BASIN CTG 2 |  | PB2SES_CT2 | WARD | GAS | WEST | 1988 | 64 | 64 | 64 | 64 | 64 | 64 | 64 | 64 | 64 | 64
227 | PERMIAN BASIN CTG 3 |  | PB2SES_CT3 | WARD | GAS | WEST | 1988 | 64 | 64 | 64 | 64 | 64 | 64 | 64 | 64 | 64 | 64
228 | PERMIAN BASIN CTG 4 |  | PB2SES_CT4 | WARD | GAS | WEST | 1990 | 64 | 64 | 64 | 64 | 64 | 64 | 64 | 64 | 64 | 64
229 | PERMIAN BASIN CTG 5 |  | PB2SES_CT5 | WARD | GAS | WEST | 1990 | 65 | 65 | 65 | 65 | 65 | 65 | 65 | 65 | 65 | 65
230 | PHR PEAKERS (BAC) CTG 1 |  | BAC_CTG1 | GALVESTON | GAS | HOUSTON | 2018 | 59 | 59 | 59 | 59 | 59 | 59 | 59 | 59 | 59 | 59
231 | PHR PEAKERS (BAC) CTG 2 |  | BAC_CTG2 | GALVESTON | GAS | HOUSTON | 2018 | 61 | 61 | 61 | 61 | 61 | 61 | 61 | 61 | 61 | 61
232 | PHR PEAKERS (BAC) CTG 3 |  | BAC_CTG3 | GALVESTON | GAS | HOUSTON | 2018 | 49 | 49 | 49 | 49 | 49 | 49 | 49 | 49 | 49 | 49
233 | PHR PEAKERS (BAC) CTG 4 |  | BAC_CTG4 | GALVESTON | GAS | HOUSTON | 2018 | 54 | 54 | 54 | 54 | 54 | 54 | 54 | 54 | 54 | 54
234 | PHR PEAKERS (BAC) CTG 5 |  | BAC_CTG5 | GALVESTON | GAS | HOUSTON | 2018 | 54 | 54 | 54 | 54 | 54 | 54 | 54 | 54 | 54 | 54
235 | PHR PEAKERS (BAC) CTG 6 |  | BAC_CTG6 | GALVESTON | GAS | HOUSTON | 2018 | 52 | 52 | 52 | 52 | 52 | 52 | 52 | 52 | 52 | 52
236 | POWERLANE PLANT STG 1 |  | STEAM1A_STEAM_1 | HUNT | GAS | NORTH | 1966 | 17.5 | 17.5 | 17.5 | 17.5 | 17.5 | 17.5 | 17.5 | 17.5 | 17.5 | 17.5
237 | POWERLANE PLANT STG 2 |  | STEAM_STEAM_2 | HUNT | GAS | NORTH | 1967 | 23.5 | 23.5 | 23.5 | 23.5 | 23.5 | 23.5 | 23.5 | 23.5 | 23.5 | 23.5
238 | POWERLANE PLANT STG 3 |  | STEAM_STEAM_3 | HUNT | GAS | NORTH | 1978 | 39.5 | 39.5 | 39.5 | 39.5 | 39.5 | 39.5 | 39.5 | 39.5 | 39.5 | 39.5
239 | QUAIL RUN ENERGY CTG 1 |  | QALSW_GT1 | ECTOR | GAS | WEST | 2007 | 74 | 74 | 74 | 74 | 74 | 74 | 74 | 74 | 74 | 74
240 | QUAIL RUN ENERGY CTG 2 |  | QALSW_GT2 | ECTOR | GAS | WEST | 2007 | 74 | 74 | 74 | 74 | 74 | 74 | 74 | 74 | 74 | 74
241 | QUAIL RUN ENERGY CTG 3 |  | QALSW_GT3 | ECTOR | GAS | WEST | 2008 | 72 | 72 | 72 | 72 | 72 | 72 | 72 | 72 | 72 | 72
242 | QUAIL RUN ENERGY CTG 4 |  | QALSW_GT4 | ECTOR | GAS | WEST | 2008 | 72 | 72 | 72 | 72 | 72 | 72 | 72 | 72 | 72 | 72
243 | QUAIL RUN ENERGY STG 1 |  | QALSW_STG1 | ECTOR | GAS | WEST | 2007 | 98 | 98 | 98 | 98 | 98 | 98 | 98 | 98 | 98 | 98
244 | QUAIL RUN ENERGY STG 2 |  | QALSW_STG2 | ECTOR | GAS | WEST | 2008 | 98 | 98 | 98 | 98 | 98 | 98 | 98 | 98 | 98 | 98
245 | R MASSENGALE GT8 (LP&L) |  | MASSENGL_G8 | LUBBOCK | GAS | PANHANDLE | 2000 | 0 | 38 | 38 | 38 | 38 | 38 | 38 | 38 | 38 | 38
246 | R MASSENGALE ST7 (LP&L) |  | MASSENGL_G7 | LUBBOCK | GAS | PANHANDLE | 1959 | 0 | 20 | 20 | 20 | 20 | 20 | 20 | 20 | 20 | 20
247 | R W MILLER CTG 4 |  | MIL_MILLERG4 | PALO PINTO | GAS | NORTH | 1994 | 100 | 100 | 100 | 100 | 100 | 100 | 100 | 100 | 100 | 100
248 | R W MILLER CTG 5 |  | MIL_MILLERG5 | PALO PINTO | GAS | NORTH | 1994 | 100 | 100 | 100 | 100 | 100 | 100 | 100 | 100 | 100 | 100
249 | R W MILLER STG 1 |  | MIL_MILLERG1 | PALO PINTO | GAS | NORTH | 1968 | 70 | 70 | 70 | 70 | 70 | 70 | 70 | 70 | 70 | 70
250 | R W MILLER STG 2 |  | MIL_MILLERG2 | PALO PINTO | GAS | NORTH | 1972 | 118 | 118 | 118 | 118 | 118 | 118 | 118 | 118 | 118 | 118
251 | R W MILLER STG 3 |  | MIL_MILLERG3 | PALO PINTO | GAS | NORTH | 1975 | 208 | 208 | 208 | 208 | 208 | 208 | 208 | 208 | 208 | 208
252 | RAY OLINGER CTG 4 |  | OLINGR_OLING_4 | COLLIN | GAS | NORTH | 2001 | 75 | 75 | 75 | 75 | 75 | 75 | 75 | 75 | 75 | 75
253 | RAY OLINGER STG 1 |  | OLINGR_OLING_1 | COLLIN | GAS | NORTH | 1967 | 78 | 78 | 78 | 78 | 78 | 78 | 78 | 78 | 78 | 78
254 | RAY OLINGER STG 2 |  | OLINGR_OLING_2 | COLLIN | GAS | NORTH | 1971 | 107 | 107 | 107 | 107 | 107 | 107 | 107 | 107 | 107 | 107
255 | RAY OLINGER STG 3 |  | OLINGR_OLING_3 | COLLIN | GAS | NORTH | 1975 | 146 | 146 | 146 | 146 | 146 | 146 | 146 | 146 | 146 | 146
256 | REDGATE IC A |  | REDGATE_AGR_A | HIDALGO | GAS | SOUTH | 2016 | 56.3 | 56.3 | 56.3 | 56.3 | 56.3 | 56.3 | 56.3 | 56.3 | 56.3 | 56.3
257 | REDGATE IC B |  | REDGATE_AGR_B | HIDALGO | GAS | SOUTH | 2016 | 56.3 | 56.3 | 56.3 | 56.3 | 56.3 | 56.3 | 56.3 | 56.3 | 56.3 | 56.3
258 | REDGATE IC C |  | REDGATE_AGR_C | HIDALGO | GAS | SOUTH | 2016 | 56.3 | 56.3 | 56.3 | 56.3 | 56.3 | 56.3 | 56.3 | 56.3 | 56.3 | 56.3
259 | REDGATE IC D |  | REDGATE_AGR_D | HIDALGO | GAS | SOUTH | 2016 | 56.3 | 56.3 | 56.3 | 56.3 | 56.3 | 56.3 | 56.3 | 56.3 | 56.3 | 56.3
260 | RIO NOGALES POWER CTG 1 |  | RIONOG_CT1 | GUADALUPE | GAS | SOUTH | 2002 | 166 | 166 | 166 | 166 | 166 | 166 | 166 | 166 | 166 | 166
261 | RIO NOGALES POWER CTG 2 | 21INR0328 | RIONOG_CT2 | GUADALUPE | GAS | SOUTH | 2002 | 150 | 165 | 165 | 165 | 165 | 165 | 165 | 165 | 165 | 165
262 | RIO NOGALES POWER CTG 3 | 20INR0272 | RIONOG_CT3 | GUADALUPE | GAS | SOUTH | 2002 | 165 | 165 | 165 | 165 | 165 | 165 | 165 | 165 | 165 | 165
263 | RIO NOGALES POWER STG 4 | 20INR0272 | RIONOG_ST1 | GUADALUPE | GAS | SOUTH | 2002 | 286 | 286 | 286 | 286 | 286 | 286 | 286 | 286 | 286 | 286
264 | SAM RAYBURN POWER CTG 1 |  | RAYBURN_RAYBURG1 | VICTORIA | GAS | SOUTH | 1963 | 11 | 11 | 11 | 11 | 11 | 11 | 11 | 11 | 11 | 11
265 | SAM RAYBURN POWER CTG 2 |  | RAYBURN_RAYBURG2 | VICTORIA | GAS | SOUTH | 1963 | 11 | 11 | 11 | 11 | 11 | 11 | 11 | 11 | 11 | 11
266 | SAM RAYBURN POWER CTG 7 |  | RAYBURN_RAYBURG7 | VICTORIA | GAS | SOUTH | 2003 | 50 | 50 | 50 | 50 | 50 | 50 | 50 | 50 | 50 | 50
267 | SAM RAYBURN POWER CTG 8 |  | RAYBURN_RAYBURG8 | VICTORIA | GAS | SOUTH | 2003 | 50 | 50 | 50 | 50 | 50 | 50 | 50 | 50 | 50 | 50
268 | SAM RAYBURN POWER CTG 9 |  | RAYBURN_RAYBURG9 | VICTORIA | GAS | SOUTH | 2003 | 50 | 50 | 50 | 50 | 50 | 50 | 50 | 50 | 50 | 50
269 | SAM RAYBURN POWER STG 10 |  | RAYBURN_RAYBURG10 | VICTORIA | GAS | SOUTH | 2003 | 40 | 40 | 40 | 40 | 40 | 40 | 40 | 40 | 40 | 40
270 | SAN JACINTO SES CTG 1 |  | SJS_SJS_G1 | HARRIS | GAS | HOUSTON | 1995 | 80 | 80 | 80 | 80 | 80 | 80 | 80 | 80 | 80 | 80
271 | SAN JACINTO SES CTG 2 |  | SJS_SJS_G2 | HARRIS | GAS | HOUSTON | 1995 | 80 | 80 | 80 | 80 | 80 | 80 | 80 | 80 | 80 | 80
272 | SANDHILL ENERGY CENTER CTG 1 |  | SANDHSYD_SH1 | TRAVIS | GAS | SOUTH | 2001 | 47 | 47 | 47 | 47 | 47 | 47 | 47 | 47 | 47 | 47
273 | SANDHILL ENERGY CENTER CTG 2 |  | SANDHSYD_SH2 | TRAVIS | GAS | SOUTH | 2001 | 47 | 47 | 47 | 47 | 47 | 47 | 47 | 47 | 47 | 47
274 | SANDHILL ENERGY CENTER CTG 3 |  | SANDHSYD_SH3 | TRAVIS | GAS | SOUTH | 2001 | 47 | 47 | 47 | 47 | 47 | 47 | 47 | 47 | 47 | 47
275 | SANDHILL ENERGY CENTER CTG 4 |  | SANDHSYD_SH4 | TRAVIS | GAS | SOUTH | 2001 | 47 | 47 | 47 | 47 | 47 | 47 | 47 | 47 | 47 | 47
276 | SANDHILL ENERGY CENTER CTG 5A |  | SANDHSYD_SH_5A | TRAVIS | GAS | SOUTH | 2004 | 142 | 142 | 142 | 142 | 142 | 142 | 142 | 142 | 142 | 142
277 | SANDHILL ENERGY CENTER CTG 6 |  | SANDHSYD_SH6 | TRAVIS | GAS | SOUTH | 2010 | 47 | 47 | 47 | 47 | 47 | 47 | 47 | 47 | 47 | 47
278 | SANDHILL ENERGY CENTER CTG 7 |  | SANDHSYD_SH7 | TRAVIS | GAS | SOUTH | 2010 | 47 | 47 | 47 | 47 | 47 | 47 | 47 | 47 | 47 | 47
279 | SANDHILL ENERGY CENTER STG 5C |  | SANDHSYD_SH_5C | TRAVIS | GAS | SOUTH | 2004 | 139 | 139 | 139 | 139 | 139 | 139 | 139 | 139 | 139 | 139
280 | SILAS RAY CTG 10 |  | SILASRAY_SILAS_10 | CAMERON | GAS | COASTAL | 2004 | 46 | 46 | 46 | 46 | 46 | 46 | 46 | 46 | 46 | 46
281 | SILAS RAY POWER CTG 9 |  | SILASRAY_SILAS_9 | CAMERON | GAS | COASTAL | 1996 | 38 | 38 | 38 | 38 | 38 | 38 | 38 | 38 | 38 | 38
282 | SILAS RAY POWER STG 6 |  | SILASRAY_SILAS_6 | CAMERON | GAS | COASTAL | 1962 | 20 | 20 | 20 | 20 | 20 | 20 | 20 | 20 | 20 | 20
283 | SIM GIDEON STG 1 |  | GIDEON_GIDEONG1 | BASTROP | GAS | SOUTH | 1965 | 130 | 130 | 130 | 130 | 130 | 130 | 130 | 130 | 130 | 130
284 | SIM GIDEON STG 2 |  | GIDEON_GIDEONG2 | BASTROP | GAS | SOUTH | 1968 | 135 | 135 | 135 | 135 | 135 | 135 | 135 | 135 | 135 | 135
285 | SIM GIDEON STG 3 |  | GIDEON_GIDEONG3 | BASTROP | GAS | SOUTH | 1972 | 336 | 336 | 336 | 336 | 336 | 336 | 336 | 336 | 336 | 336
286 | SKY GLOBAL POWER ONE IC A |  | SKY1_SKY1A | COLORADO | GAS | SOUTH | 2016 | 26.7 | 26.7 | 26.7 | 26.7 | 26.7 | 26.7 | 26.7 | 26.7 | 26.7 | 26.7
287 | SKY GLOBAL POWER ONE IC B |  | SKY1_SKY1B | COLORADO | GAS | SOUTH | 2016 | 26.7 | 26.7 | 26.7 | 26.7 | 26.7 | 26.7 | 26.7 | 26.7 | 26.7 | 26.7
288 | STRYKER CREEK STG 1 |  | SCSES_UNIT1A | CHEROKEE | GAS | NORTH | 1958 | 167 | 167 | 167 | 167 | 167 | 167 | 167 | 167 | 167 | 167
289 | STRYKER CREEK STG 2 |  | SCSES_UNIT2 | CHEROKEE | GAS | NORTH | 1965 | 502 | 502 | 502 | 502 | 502 | 502 | 502 | 502 | 502 | 502
290 | T H WHARTON CTG 1 |  | THW_THWGT_1 | HARRIS | GAS | HOUSTON | 1967 | 13 | 13 | 13 | 13 | 13 | 13 | 13 | 13 | 13 | 13
291 | T H WHARTON POWER CTG 31 |  | THW_THWGT31 | HARRIS | GAS | HOUSTON | 1972 | 54 | 54 | 54 | 54 | 54 | 54 | 54 | 54 | 54 | 54
292 | T H WHARTON POWER CTG 32 |  | THW_THWGT32 | HARRIS | GAS | HOUSTON | 1972 | 54 | 54 | 54 | 54 | 54 | 54 | 54 | 54 | 54 | 54
293 | T H WHARTON POWER CTG 33 |  | THW_THWGT33 | HARRIS | GAS | HOUSTON | 1972 | 54 | 54 | 54 | 54 | 54 | 54 | 54 | 54 | 54 | 54
294 | T H WHARTON POWER CTG 34 |  | THW_THWGT34 | HARRIS | GAS | HOUSTON | 1972 | 54 | 54 | 54 | 54 | 54 | 54 | 54 | 54 | 54 | 54
295 | T H WHARTON POWER CTG 41 |  | THW_THWGT41 | HARRIS | GAS | HOUSTON | 1972 | 54 | 54 | 54 | 54 | 54 | 54 | 54 | 54 | 54 | 54
296 | T H WHARTON POWER CTG 42 |  | THW_THWGT42 | HARRIS | GAS | HOUSTON | 1972 | 54 | 54 | 54 | 54 | 54 | 54 | 54 | 54 | 54 | 54
297 | T H WHARTON POWER CTG 43 |  | THW_THWGT43 | HARRIS | GAS | HOUSTON | 1974 | 54 | 54 | 54 | 54 | 54 | 54 | 54 | 54 | 54 | 54
298 | T H WHARTON POWER CTG 44 |  | THW_THWGT44 | HARRIS | GAS | HOUSTON | 1974 | 54 | 54 | 54 | 54 | 54 | 54 | 54 | 54 | 54 | 54
299 | T H WHARTON POWER CTG 51 |  | THW_THWGT51 | HARRIS | GAS | HOUSTON | 1975 | 56 | 56 | 56 | 56 | 56 | 56 | 56 | 56 | 56 | 56
300 | T H WHARTON POWER CTG 52 |  | THW_THWGT52 | HARRIS | GAS | HOUSTON | 1975 | 56 | 56 | 56 | 56 | 56 | 56 | 56 | 56 | 56 | 56
301 | T H WHARTON POWER CTG 53 |  | THW_THWGT53 | HARRIS | GAS | HOUSTON | 1975 | 56 | 56 | 56 | 56 | 56 | 56 | 56 | 56 | 56 | 56
302 | T H WHARTON POWER CTG 54 |  | THW_THWGT54 | HARRIS | GAS | HOUSTON | 1975 | 56 | 56 | 56 | 56 | 56 | 56 | 56 | 56 | 56 | 56
303 | T H WHARTON POWER CTG 55 |  | THW_THWGT55 | HARRIS | GAS | HOUSTON | 1975 | 56 | 56 | 56 | 56 | 56 | 56 | 56 | 56 | 56 | 56
304 | T H WHARTON POWER CTG 56 |  | THW_THWGT56 | HARRIS | GAS | HOUSTON | 1975 | 56 | 56 | 56 | 56 | 56 | 56 | 56 | 56 | 56 | 56
305 | T H WHARTON POWER STG 3 |  | THW_THWST_3 | HARRIS | GAS | HOUSTON | 1974 | 110 | 110 | 110 | 110 | 110 | 110 | 110 | 110 | 110 | 110
306 | T H WHARTON POWER STG 4 |  | THW_THWST_4 | HARRIS | GAS | HOUSTON | 1974 | 110 | 110 | 110 | 110 | 110 | 110 | 110 | 110 | 110 | 110
307 | TEXAS CITY POWER CTG A |  | TXCTY_CTA | GALVESTON | GAS | HOUSTON | 2000 | 80.3 | 80.3 | 80.3 | 80.3 | 80.3 | 80.3 | 80.3 | 80.3 | 80.3 | 80.3
308 | TEXAS CITY POWER CTG B |  | TXCTY_CTB | GALVESTON | GAS | HOUSTON | 2000 | 80.3 | 80.3 | 80.3 | 80.3 | 80.3 | 80.3 | 80.3 | 80.3 | 80.3 | 80.3
309 | TEXAS CITY POWER CTG C |  | TXCTY_CTC | GALVESTON | GAS | HOUSTON | 2000 | 80.3 | 80.3 | 80.3 | 80.3 | 80.3 | 80.3 | 80.3 | 80.3 | 80.3 | 80.3
310 | TEXAS CITY POWER STG |  | TXCTY_ST | GALVESTON | GAS | HOUSTON | 2000 | 124.9 | 124.9 | 124.9 | 124.9 | 124.9 | 124.9 | 124.9 | 124.9 | 124.9 | 124.9
311 | TEXAS GULF SULPHUR CTG 1 |  | TGF_TGFGT_1 | WHARTON | GAS | SOUTH | 1985 | 69 | 69 | 69 | 69 | 69 | 69 | 69 | 69 | 69 | 69
312 | TRINIDAD STG 6 |  | TRSES_UNIT6 | HENDERSON | GAS | NORTH | 1965 | 235 | 235 | 235 | 235 | 235 | 235 | 235 | 235 | 235 | 235
313 | TY COOKE GT 2 |  | TO_BE_DETERMINED | LUBBOCK | GAS | PANHANDLE | 1971 | 0 | 16 | 16 | 16 | 16 | 16 | 16 | 16 | 16 | 16
314 | TY COOKE GT 3 |  | TO_BE_DETERMINED | LUBBOCK | GAS | PANHANDLE | 1974 | 0 | 17 | 17 | 17 | 17 | 17 | 17 | 17 | 17 | 17
315 | V H BRAUNIG CTG 5 |  | BRAUNIG_VHB6CT5 | BEXAR | GAS | SOUTH | 2009 | 48 | 48 | 48 | 48 | 48 | 48 | 48 | 48 | 48 | 48
316 | V H BRAUNIG CTG 6 |  | BRAUNIG_VHB6CT6 | BEXAR | GAS | SOUTH | 2009 | 48 | 48 | 48 | 48 | 48 | 48 | 48 | 48 | 48 | 48
317 | V H BRAUNIG CTG 7 |  | BRAUNIG_VHB6CT7 | BEXAR | GAS | SOUTH | 2009 | 48 | 48 | 48 | 48 | 48 | 48 | 48 | 48 | 48 | 48
318 | V H BRAUNIG CTG 8 |  | BRAUNIG_VHB6CT8 | BEXAR | GAS | SOUTH | 2009 | 47 | 47 | 47 | 47 | 47 | 47 | 47 | 47 | 47 | 47
319 | V H BRAUNIG STG 1 |  | BRAUNIG_VHB1 | BEXAR | GAS | SOUTH | 1966 | 217 | 217 | 217 | 217 | 217 | 217 | 217 | 217 | 217 | 217
320 | V H BRAUNIG STG 2 |  | BRAUNIG_VHB2 | BEXAR | GAS | SOUTH | 1968 | 230 | 230 | 230 | 230 | 230 | 230 | 230 | 230 | 230 | 230
321 | V H BRAUNIG STG 3 |  | BRAUNIG_VHB3 | BEXAR | GAS | SOUTH | 1970 | 412 | 412 | 412 | 412 | 412 | 412 | 412 | 412 | 412 | 412
322 | VICTORIA PORT (VICTPORT) CTG 1 |  | VICTPORT_CTG01 | VICTORIA | GAS | SOUTH | 2019 | 44 | 44 | 44 | 44 | 44 | 44 | 44 | 44 | 44 | 44
323 | VICTORIA PORT (VICTPORT) CTG 2 |  | VICTPORT_CTG02 | VICTORIA | GAS | SOUTH | 2019 | 44 | 44 | 44 | 44 | 44 | 44 | 44 | 44 | 44 | 44
324 | VICTORIA POWER CTG 6 |  | VICTORIA_VICTORG6 | VICTORIA | GAS | SOUTH | 2009 | 160 | 160 | 160 | 160 | 160 | 160 | 160 | 160 | 160 | 160
325 | VICTORIA POWER STG 5 |  | VICTORIA_VICTORG5 | VICTORIA | GAS | SOUTH | 1963 | 125 | 125 | 125 | 125 | 125 | 125 | 125 | 125 | 125 | 125
326 | W A PARISH CTG 1 |  | WAP_WAPGT_1 | FT. BEND | GAS | HOUSTON | 1967 | 13 | 13 | 13 | 13 | 13 | 13 | 13 | 13 | 13 | 13
327 | W A PARISH STG 1 |  | WAP_WAP_G1 | FT. BEND | GAS | HOUSTON | 1958 | 169 | 169 | 169 | 169 | 169 | 169 | 169 | 169 | 169 | 169
328 | W A PARISH STG 2 |  | WAP_WAP_G2 | FT. BEND | GAS | HOUSTON | 1958 | 169 | 169 | 169 | 169 | 169 | 169 | 169 | 169 | 169 | 169
329 | W A PARISH STG 3 |  | WAP_WAP_G3 | FT. BEND | GAS | HOUSTON | 1961 | 240 | 240 | 240 | 240 | 240 | 240 | 240 | 240 | 240 | 240
330 | W A PARISH STG 4 |  | WAP_WAP_G4 | FT. BEND | GAS | HOUSTON | 1968 | 527 | 527 | 527 | 527 | 527 | 527 | 527 | 527 | 527 | 527
331 | WICHITA FALLS CTG 1 |  | WFCOGEN_UNIT1 | WICHITA | GAS | WEST | 1987 | 20 | 20 | 20 | 20 | 20 | 20 | 20 | 20 | 20 | 20
332 | WICHITA FALLS CTG 2 |  | WFCOGEN_UNIT2 | WICHITA | GAS | WEST | 1987 | 20 | 20 | 20 | 20 | 20 | 20 | 20 | 20 | 20 | 20
333 | WICHITA FALLS CTG 3 |  | WFCOGEN_UNIT3 | WICHITA | GAS | WEST | 1987 | 20 | 20 | 20 | 20 | 20 | 20 | 20 | 20 | 20 | 20
334 | WICHITA FALLS STG 4 |  | WFCOGEN_UNIT4 | WICHITA | GAS | WEST | 1987 | 17 | 17 | 17 | 17 | 17 | 17 | 17 | 17 | 17 | 17
335 | WINCHESTER POWER PARK CTG 1 |  | WIPOPA_WPP_G1 | FAYETTE | GAS | SOUTH | 2009 | 44 | 44 | 44 | 44 | 44 | 44 | 44 | 44 | 44 | 44
336 | WINCHESTER POWER PARK CTG 2 |  | WIPOPA_WPP_G2 | FAYETTE | GAS | SOUTH | 2009 | 44 | 44 | 44 | 44 | 44 | 44 | 44 | 44 | 44 | 44
337 | WINCHESTER POWER PARK CTG 3 |  | WIPOPA_WPP_G3 | FAYETTE | GAS | SOUTH | 2009 | 44 | 44 | 44 | 44 | 44 | 44 | 44 | 44 | 44 | 44
338 | WINCHESTER POWER PARK CTG 4 |  | WIPOPA_WPP_G4 | FAYETTE | GAS | SOUTH | 2009 | 44 | 44 | 44 | 44 | 44 | 44 | 44 | 44 | 44 | 44
339 | WISE-TRACTEBEL POWER CTG 1 | 20INR0286 | WCPP_CT1 | WISE | GAS | NORTH | 2004 | 203 | 239.3333 | 239.3333 | 239.3333 | 239.3333 | 239.3333 | 239.3333 | 239.3333 | 239.3333 | 239.3333
340 | WISE-TRACTEBEL POWER CTG 2 | 20INR0286 | WCPP_CT2 | WISE | GAS | NORTH | 2004 | 197 | 233.3333 | 233.3333 | 233.3333 | 233.3333 | 233.3333 | 233.3333 | 233.3333 | 233.3333 | 233.3333
341 | WISE-TRACTEBEL POWER STG 1 | 20INR0286 | WCPP_ST1 | WISE | GAS | NORTH | 2004 | 272 | 308.3333 | 308.3333 | 308.3333 | 308.3333 | 308.3333 | 308.3333 | 308.3333 | 308.3333 | 308.3333
342 | WOLF HOLLOW 2 CTG 4 | 18INR0076 | WHCCS2_CT4 | HOOD | GAS | NORTH | 2017 | 327.8 | 327.8 | 327.8 | 327.8 | 327.8 | 327.8 | 327.8 | 327.8 | 327.8 | 327.8
343 | WOLF HOLLOW 2 CTG 5 | 18INR0076 | WHCCS2_CT5 | HOOD | GAS | NORTH | 2017 | 329.3 | 329.3 | 329.3 | 329.3 | 329.3 | 329.3 | 329.3 | 329.3 | 329.3 | 329.3
344 | WOLF HOLLOW 2 STG 6 | 18INR0076 | WHCCS2_STG6 | HOOD | GAS | NORTH | 2017 | 458.3 | 458.3 | 458.3 | 458.3 | 458.3 | 458.3 | 458.3 | 458.3 | 458.3 | 458.3
345 | WOLF HOLLOW POWER CTG 1 |  | WHCCS_CT1 | HOOD | GAS | NORTH | 2002 | 212.5 | 212.5 | 212.5 | 212.5 | 212.5 | 212.5 | 212.5 | 212.5 | 212.5 | 212.5
346 | WOLF HOLLOW POWER CTG 2 |  | WHCCS_CT2 | HOOD | GAS | NORTH | 2002 | 212.5 | 212.5 | 212.5 | 212.5 | 212.5 | 212.5 | 212.5 | 212.5 | 212.5 | 212.5
347 | WOLF HOLLOW POWER STG |  | WHCCS_STG | HOOD | GAS | NORTH | 2002 | 280 | 280 | 280 | 280 | 280 | 280 | 280 | 280 | 280 | 280
348 | NACOGDOCHES POWER |  | NACPW_UNIT1 | NACOGDOCHES | BIOMASS | NORTH | 2012 | 105 | 105 | 105 | 105 | 105 | 105 | 105 | 105 | 105 | 105
349 | BIOENERGY AUSTIN WALZEM RD LFG |  | DG_WALZE_4UNITS | BEXAR | BIOMASS | SOUTH | 2002 | 9.8 | 9.8 | 9.8 | 9.8 | 9.8 | 9.8 | 9.8 | 9.8 | 9.8 | 9.8
350 | BIOENERGY TEXAS COVEL GARDENS LFG |  | DG_MEDIN_1UNIT | BEXAR | BIOMASS | SOUTH | 2005 | 9.6 | 9.6 | 9.6 | 9.6 | 9.6 | 9.6 | 9.6 | 9.6 | 9.6 | 9.6
351 | FARMERS BRANCH LANDFILL GAS TO ENERGY |  | DG_HBR_2UNITS | DENTON | BIOMASS | NORTH | 2011 | 3.2 | 3.2 | 3.2 | 3.2 | 3.2 | 3.2 | 3.2 | 3.2 | 3.2 | 3.2
352 | GRAND PRAIRIE LFG |  | DG_TRIRA_1UNIT | DALLAS | BIOMASS | NORTH | 2015 | 4 | 4 | 4 | 4 | 4 | 4 | 4 | 4 | 4 | 4
353 | NELSON GARDENS LFG |  | DG_78252_4UNITS | BEXAR | BIOMASS | SOUTH | 2013 | 4.2 | 4.2 | 4.2 | 4.2 | 4.2 | 4.2 | 4.2 | 4.2 | 4.2 | 4.2
354 | SKYLINE LFG |  | DG_FERIS_4 UNITS | DALLAS | BIOMASS | NORTH | 2007 | 6.4 | 6.4 | 6.4 | 6.4 | 6.4 | 6.4 | 6.4 | 6.4 | 6.4 | 6.4
355 | WM RENEWABLE-AUSTIN LFG |  | DG_SPRIN_4UNITS | TRAVIS | BIOMASS | SOUTH | 2007 | 6.4 | 6.4 | 6.4 | 6.4 | 6.4 | 6.4 | 6.4 | 6.4 | 6.4 | 6.4
356 | WM RENEWABLE-BIOENERGY PARTNERS LFG |  | DG_BIOE_2UNITS | DENTON | BIOMASS | NORTH | 1988 | 6.2 | 6.2 | 6.2 | 6.2 | 6.2 | 6.2 | 6.2 | 6.2 | 6.2 | 6.2
357 | WM RENEWABLE-DFW GAS RECOVERY LFG |  | DG_BIO2_4UNITS | DENTON | BIOMASS | NORTH | 2009 | 6.4 | 6.4 | 6.4 | 6.4 | 6.4 | 6.4 | 6.4 | 6.4 | 6.4 | 6.4
358 | WM RENEWABLE-MESQUITE CREEK LFG |  | DG_FREIH_2UNITS | COMAL | BIOMASS | SOUTH | 2011 | 3.2 | 3.2 | 3.2 | 3.2 | 3.2 | 3.2 | 3.2 | 3.2 | 3.2 | 3.2
359 | WM RENEWABLE-WESTSIDE LFG |  | DG_WSTHL_3UNITS | PARKER | BIOMASS | NORTH | 2010 | 4.8 | 4.8 | 4.8 | 4.8 | 4.8 | 4.8 | 4.8 | 4.8 | 4.8 | 4.8
360 | Operational Capacity Total (Nuclear, Coal, Gas, Biomass) | [6 empty] | 64543.4 | 64779.4 | 64814 | 64814 | 64814 | 64814 | 64814 | 64814 | 64814 | 64814
361
362 | Operational Resources (Hydro)
363 | AMISTAD HYDRO 1 |  | AMISTAD_AMISTAG1 | VAL VERDE | HYDRO | WEST | 1983 | 37.9 | 37.9 | 37.9 | 37.9 | 37.9 | 37.9 | 37.9 | 37.9 | 37.9 | 37.9
364 | AMISTAD HYDRO 2 |  | AMISTAD_AMISTAG2 | VAL VERDE | HYDRO | WEST | 1983 | 37.9 | 37.9 | 37.9 | 37.9 | 37.9 | 37.9 | 37.9 | 37.9 | 37.9 | 37.9
365 | AUSTIN HYDRO 1 |  | AUSTPL_AUSTING1 | TRAVIS | HYDRO | SOUTH | 1940 | 8 | 8 | 8 | 8 | 8 | 8 | 8 | 8 | 8 | 8
366 | AUSTIN HYDRO 2 |  | AUSTPL_AUSTING2 | TRAVIS | HYDRO | SOUTH | 1940 | 9 | 9 | 9 | 9 | 9 | 9 | 9 | 9 | 9 | 9
367 | BUCHANAN HYDRO 1 |  | BUCHAN_BUCHANG1 | LLANO | HYDRO | SOUTH | 1938 | 16 | 16 | 16 | 16 | 16 | 16 | 16 | 16 | 16 | 16
368 | BUCHANAN HYDRO 2 |  | BUCHAN_BUCHANG2 | LLANO | HYDRO | SOUTH | 1938 | 16 | 16 | 16 | 16 | 16 | 16 | 16 | 16 | 16 | 16
369 | BUCHANAN HYDRO 3 |  | BUCHAN_BUCHANG3 | LLANO | HYDRO | SOUTH | 1950 | 17 | 17 | 17 | 17 | 17 | 17 | 17 | 17 | 17 | 17
370 | DENISON DAM 1 |  | DNDAM_DENISOG1 | GRAYSON | HYDRO | NORTH | 1944 | 40 | 40 | 40 | 40 | 40 | 40 | 40 | 40 | 40 | 40
371 | DENISON DAM 2 |  | DNDAM_DENISOG2 | GRAYSON | HYDRO | NORTH | 1948 | 40 | 40 | 40 | 40 | 40 | 40 | 40 | 40 | 40 | 40
372 | EAGLE PASS HYDRO |  | EAGLE_HY_EAGLE_HY1 | MAVERICK | HYDRO | SOUTH | 2005 | 9.6 | 9.6 | 9.6 | 9.6 | 9.6 | 9.6 | 9.6 | 9.6 | 9.6 | 9.6
373 | FALCON HYDRO 1 |  | FALCON_FALCONG1 | STARR | HYDRO | SOUTH | 1954 | 12 | 12 | 12 | 12 | 12 | 12 | 12 | 12 | 12 | 12
374 | FALCON HYDRO 2 |  | FALCON_FALCONG2 | STARR | HYDRO | SOUTH | 1954 | 12 | 12 | 12 | 12 | 12 | 12 | 12 | 12 | 12 | 12
375 | FALCON HYDRO 3 |  | FALCON_FALCONG3 | STARR | HYDRO | SOUTH | 1954 | 12 | 12 | 12 | 12 | 12 | 12 | 12 | 12 | 12 | 12
376 | GRANITE SHOALS HYDRO 1 |  | WIRTZ_WIRTZ_G1 | BURNET | HYDRO | SOUTH | 1951 | 29 | 29 | 29 | 29 | 29 | 29 | 29 | 29 | 29 | 29
377 | GRANITE SHOALS HYDRO 2 |  | WIRTZ_WIRTZ_G2 | BURNET | HYDRO | SOUTH | 1951 | 29 | 29 | 29 | 29 | 29 | 29 | 29 | 29 | 29 | 29
378 | GUADALUPE BLANCO RIVER AUTH-CANYON |  | CANYHY_CANYHYG1 | COMAL | HYDRO | SOUTH | 1989 | 6 | 6 | 6 | 6 | 6 | 6 | 6 | 6 | 6 | 6
379 | INKS HYDRO 1 |  | INKSDA_INKS_G1 | LLANO | HYDRO | SOUTH | 1938 | 14 | 14 | 14 | 14 | 14 | 14 | 14 | 14 | 14 | 14
380 | MARBLE FALLS HYDRO 1 |  | MARBFA_MARBFAG1 | BURNET | HYDRO | SOUTH | 1951 | 21 | 21 | 21 | 21 | 21 | 21 | 21 | 21 | 21 | 21
381 | MARBLE FALLS HYDRO 2 |  | MARBFA_MARBFAG2 | BURNET | HYDRO | SOUTH | 1951 | 20 | 20 | 20 | 20 | 20 | 20 | 20 | 20 | 20 | 20
382 | MARSHALL FORD HYDRO 1 |  | MARSFO_MARSFOG1 | TRAVIS | HYDRO | SOUTH | 1941 | 36 | 36 | 36 | 36 | 36 | 36 | 36 | 36 | 36 | 36
383 | MARSHALL FORD HYDRO 2 |  | MARSFO_MARSFOG2 | TRAVIS | HYDRO | SOUTH | 1941 | 36 | 36 | 36 | 36 | 36 | 36 | 36 | 36 | 36 | 36
384 | MARSHALL FORD HYDRO 3 |  | MARSFO_MARSFOG3 | TRAVIS | HYDRO | SOUTH | 1941 | 29 | 29 | 29 | 29 | 29 | 29 | 29 | 29 | 29 | 29
385 | WHITNEY DAM HYDRO |  | WND_WHITNEY1 | BOSQUE | HYDRO | NORTH | 1953 | 22 | 22 | 22 | 22 | 22 | 22 | 22 | 22 | 22 | 22
386 | WHITNEY DAM HYDRO 2 |  | WND_WHITNEY2 | BOSQUE | HYDRO | NORTH | 1953 | 22 | 22 | 22 | 22 | 22 | 22 | 22 | 22 | 22 | 22
387 | ARLINGTON OUTLET HYDROELECTRIC FACILITY |  | DG_OAKHL_1UNIT | TARRANT | HYDRO | NORTH | 2014 | 1.4 | 1.4 | 1.4 | 1.4 | 1.4 | 1.4 | 1.4 | 1.4 | 1.4 | 1.4
388 | CITY OF GONZALES HYDRO |  | DG_GONZ_HYDRO_GONZ_HYDRO | GONZALES | HYDRO | SOUTH | 1986 | 1.5 | 1.5 | 1.5 | 1.5 | 1.5 | 1.5 | 1.5 | 1.5 | 1.5 | 1.5
389 | GUADALUPE BLANCO RIVER AUTH-LAKEWOOD TAP |  | DG_LKWDT_2UNITS | GONZALES | HYDRO | SOUTH | 1931 | 4.8 | 4.8 | 4.8 | 4.8 | 4.8 | 4.8 | 4.8 | 4.8 | 4.8 | 4.8
390 | GUADALUPE BLANCO RIVER AUTH-MCQUEENEY |  | DG_MCQUE_5UNITS | GUADALUPE | HYDRO | SOUTH | 1928 | 7.7 | 7.7 | 7.7 | 7.7 | 7.7 | 7.7 | 7.7 | 7.7 | 7.7 | 7.7
391 | GUADALUPE BLANCO RIVER AUTH-SCHUMANSVILLE |  | DG_SCHUM_2UNITS | GUADALUPE | HYDRO | SOUTH | 1928 | 3.6 | 3.6 | 3.6 | 3.6 | 3.6 | 3.6 | 3.6 | 3.6 | 3.6 | 3.6
392 | LEWISVILLE HYDRO-CITY OF GARLAND |  | DG_LWSVL_1UNIT | DENTON | HYDRO | NORTH | 1991 | 2.2 | 2.2 | 2.2 | 2.2 | 2.2 | 2.2 | 2.2 | 2.2 | 2.2 | 2.2
393 | Operational Capacity Total (Hydro) | [6 empty] | 552.6 | 552.6 | 552.6 | 552.6 | 552.6 | 552.6 | 552.6 | 552.6 | 552.6 | 552.6
394 | Hydro Capacity Contribution (Top 20 Hours) |  | HYDRO_CAP_CONT |  |  |  |  | 457.5413 | 457.5413 | 457.5413 | 457.5413 | 457.5413 | 457.5413 | 457.5413 | 457.5413 | 457.5413 | 457.5413
395
396 | Operational Capacity Unavailable due to Extended Outage or Derate |  | OPERATION_UNAVAIL |  |  |  |  | 0 | 0 | 0 | 0 | 0 | 0 | 0 | 0 | 0 | 0
397 | Operational Capacity Total (Including Hydro) |  | OPERATION_TOTAL |  |  |  |  | 65000.9413 | 65236.9413 | 65271.5413 | 65271.5413 | 65271.5413 | 65271.5413 | 65271.5413 | 65271.5413 | 65271.5413 | 65271.5413
398
399 | Operational Resources (Switchable)
400 | ANTELOPE IC 1 |  | AEEC_ANTLP_1 | HALE | GAS | PANHANDLE | 2016 | 54 | 54 | 54 | 54 | 54 | 54 | 54 | 54 | 54 | 54
401 | ANTELOPE IC 2 |  | AEEC_ANTLP_2 | HALE | GAS | PANHANDLE | 2016 | 54 | 54 | 54 | 54 | 54 | 54 | 54 | 54 | 54 | 54
402 | ANTELOPE IC 3 |  | AEEC_ANTLP_3 | HALE | GAS | PANHANDLE | 2016 | 54 | 54 | 54 | 54 | 54 | 54 | 54 | 54 | 54 | 54
403 | ELK STATION CTG 1 |  | AEEC_ELK_1 | HALE | GAS | PANHANDLE | 2016 | 190 | 190 | 190 | 190 | 190 | 190 | 190 | 190 | 190 | 190
404 | ELK STATION CTG 2 |  | AEEC_ELK_2 | HALE | GAS | PANHANDLE | 2016 | 190 | 190 | 190 | 190 | 190 | 190 | 190 | 190 | 190 | 190
405 | TENASKA FRONTIER STATION CTG 1 |  | FTR_FTR_G1 | GRIMES | GAS | NORTH | 2000 | 160 | 160 | 160 | 160 | 160 | 160 | 160 | 160 | 160 | 160
406 | TENASKA FRONTIER STATION CTG 2 |  | FTR_FTR_G2 | GRIMES | GAS | NORTH | 2000 | 160 | 160 | 160 | 160 | 160 | 160 | 160 | 160 | 160 | 160
407 | TENASKA FRONTIER STATION CTG 3 |  | FTR_FTR_G3 | GRIMES | GAS | NORTH | 2000 | 160 | 160 | 160 | 160 | 160 | 160 | 160 | 160 | 160 | 160
408 | TENASKA FRONTIER STATION STG 4 |  | FTR_FTR_G4 | GRIMES | GAS | NORTH | 2000 | 400 | 400 | 400 | 400 | 400 | 400 | 400 | 400 | 400 | 400
409 | TENASKA GATEWAY STATION CTG 1 |  | TGCCS_CT1 | RUSK | GAS | NORTH | 2001 | 156 | 156 | 156 | 156 | 156 | 156 | 156 | 156 | 156 | 156
410 | TENASKA GATEWAY STATION CTG 2 |  | TGCCS_CT2 | RUSK | GAS | NORTH | 2001 | 135 | 135 | 135 | 135 | 135 | 135 | 135 | 135 | 135 | 135
411 | TENASKA GATEWAY STATION CTG 3 |  | TGCCS_CT3 | RUSK | GAS | NORTH | 2001 | 153 | 153 | 153 | 153 | 153 | 153 | 153 | 153 | 153 | 153
412 | TENASKA GATEWAY STATION STG 4 |  | TGCCS_UNIT4 | RUSK | GAS | NORTH | 2001 | 402 | 402 | 402 | 402 | 402 | 402 | 402 | 402 | 402 | 402
413 | TENASKA KIAMICHI STATION 1CT101 |  | KMCHI_1CT101 | FANNIN | GAS | NORTH | 2003 | 151 | 151 | 151 | 151 | 151 | 151 | 151 | 151 | 151 | 151
414 | TENASKA KIAMICHI STATION 1CT201 |  | KMCHI_1CT201 | FANNIN | GAS | NORTH | 2003 | 148 | 148 | 148 | 148 | 148 | 148 | 148 | 148 | 148 | 148
415 | TENASKA KIAMICHI STATION 1ST |  | KMCHI_1ST | FANNIN | GAS | NORTH | 2003 | 310 | 310 | 310 | 310 | 310 | 310 | 310 | 310 | 310 | 310
416 | TENASKA KIAMICHI STATION 2CT101 |  | KMCHI_2CT101 | FANNIN | GAS | NORTH | 2003 | 150 | 150 | 150 | 150 | 150 | 150 | 150 | 150 | 150 | 150
417 | TENASKA KIAMICHI STATION 2CT201 |  | KMCHI_2CT201 | FANNIN | GAS | NORTH | 2003 | 152 | 152 | 152 | 152 | 152 | 152 | 152 | 152 | 152 | 152
418 | TENASKA KIAMICHI STATION 2ST |  | KMCHI_2ST | FANNIN | GAS | NORTH | 2003 | 311 | 311 | 311 | 311 | 311 | 311 | 311 | 311 | 311 | 311
419 | Switchable Capacity Total | [6 empty] | 3490 | 3490 | 3490 | 3490 | 3490 | 3490 | 3490 | 3490 | 3490 | 3490
420
421 | Switchable Capacity Unavailable to ERCOT
422 | ANTELOPE IC 1 |  | AEEC_ANTLP_1_UNAVAIL | HALE | GAS | PANHANDLE | 2017 | -54 | -54 | -54 | -54 | -54 | -54 | -54 | -54 | -54 | -54
423 | ANTELOPE IC 2 |  | AEEC_ANTLP_2_UNAVAIL | HALE | GAS | PANHANDLE | 2017 | -54 | -54 | -54 | -54 | -54 | -54 | -54 | -54 | -54 | -54
424 | ANTELOPE IC 3 |  | AEEC_ANTLP_3_UNAVAIL | HALE | GAS | PANHANDLE | 2017 | -54 | -54 | -54 | -54 | -54 | -54 | -54 | -54 | -54 | -54
425 | ELK STATION CTG 1 |  | AEEC_ELK_1_UNAVAIL | HALE | GAS | PANHANDLE | 2017 | -190 | -190 | -190 | -190 | -190 | -190 | -190 | -190 | -190 | -190
426 | ELK STATION CTG 2 |  | AEEC_ELK_2_UNAVAIL | HALE | GAS | PANHANDLE | 2017 | -190 | -190 | -190 | -190 | -190 | -190 | -190 | -190 | -190 | -190
427 | TENASKA FRONTIER STATION |  | FTR_FTR_UNAVAIL | GRIMES | GAS | NORTH | 2016 | -300 | 0 | 0 | 0 | 0 | 0 | 0 | 0 | 0 | 0
428 | Switchable Capacity Unavailable to ERCOT |  | SWITCH_UNAVAIL |  |  |  |  | -842 | -542 | -542 | -542 | -542 | -542 | -542 | -542 | -542 | -542
429
430 | Available Mothball Capacity based on Owner's Return Probability |  | MOTH_AVAIL |  | GAS |  |  | 483 | 483 | 365 | 365 | 365 | 365 | 365 | 365 | 365 | 365
431
432 | Private-Use Network Capacity Contribution (Top 20 Hours) |  | PUN_CAP_CONT |  | GAS |  |  | 3336.1496 | 3336.1496 | 3336.1496 | 3336.1496 | 3336.1496 | 3336.1496 | 3336.1496 | 3336.1496 | 3336.1496 | 3336.1496
433 | Private-Use Network Forecast Adjustment (per Protocol 10.3.2.4) |  | PUN_CAP_ADJUST |  | GAS |  |  | -9 | -89 | -109 | -109 | -364 | -364 | -364 | -364 | -364 | -364
434
435 | Operational Resources (Wind)
436 | BAFFIN WIND UNIT1 |  | BAFFIN_UNIT1 | KENEDY | WIND-C | COASTAL | 2016 | 100 | 100 | 100 | 100 | 100 | 100 | 100 | 100 | 100 | 100
437 | BAFFIN WIND UNIT2 |  | BAFFIN_UNIT2 | KENEDY | WIND-C | COASTAL | 2016 | 102 | 102 | 102 | 102 | 102 | 102 | 102 | 102 | 102 | 102
438 | BRUENNING'S BREEZE A |  | BBREEZE_UNIT1 | WILLACY | WIND-C | COASTAL | 2017 | 120 | 120 | 120 | 120 | 120 | 120 | 120 | 120 | 120 | 120
439 | BRUENNING'S BREEZE B |  | BBREEZE_UNIT2 | WILLACY | WIND-C | COASTAL | 2017 | 108 | 108 | 108 | 108 | 108 | 108 | 108 | 108 | 108 | 108
440 | CAMERON COUNTY WIND |  | CAMWIND_UNIT1 | CAMERON | WIND-C | COASTAL | 2016 | 165 | 165 | 165 | 165 | 165 | 165 | 165 | 165 | 165 | 165
441 | CHAPMAN RANCH WIND IA (SANTA CRUZ) |  | SANTACRU_UNIT1 | NUECES | WIND-C | COASTAL | 2017 | 150.6 | 150.6 | 150.6 | 150.6 | 150.6 | 150.6 | 150.6 | 150.6 | 150.6 | 150.6
442 | CHAPMAN RANCH WIND IB (SANTA CRUZ) |  | SANTACRU_UNIT2 | NUECES | WIND-C | COASTAL | 2017 | 98.4 | 98.4 | 98.4 | 98.4 | 98.4 | 98.4 | 98.4 | 98.4 | 98.4 | 98.4
443 | GULF WIND I |  | TGW_T1 | KENEDY | WIND-C | COASTAL | 2010 | 141.6 | 141.6 | 141.6 | 141.6 | 141.6 | 141.6 | 141.6 | 141.6 | 141.6 | 141.6
444 | GULF WIND II |  | TGW_T2 | KENEDY | WIND-C | COASTAL | 2010 | 141.6 | 141.6 | 141.6 | 141.6 | 141.6 | 141.6 | 141.6 | 141.6 | 141.6 | 141.6
445 | LOS VIENTOS WIND I |  | LV1_LV1A | WILLACY | WIND-C | COASTAL | 2013 | 200.1 | 200.1 | 200.1 | 200.1 | 200.1 | 200.1 | 200.1 | 200.1 | 200.1 | 200.1
446 | LOS VIENTOS WIND II |  | LV1_LV1B | WILLACY | WIND-C | COASTAL | 2013 | 201.6 | 201.6 | 201.6 | 201.6 | 201.6 | 201.6 | 201.6 | 201.6 | 201.6 | 201.6
447 | MAGIC VALLEY WIND (REDFISH) 1A |  | REDFISH_MV1A | WILLACY | WIND-C | COASTAL | 2012 | 99.8 | 99.8 | 99.8 | 99.8 | 99.8 | 99.8 | 99.8 | 99.8 | 99.8 | 99.8
448 | MAGIC VALLEY WIND (REDFISH) 1B |  | REDFISH_MV1B | WILLACY | WIND-C | COASTAL | 2012 | 103.5 | 103.5 | 103.5 | 103.5 | 103.5 | 103.5 | 103.5 | 103.5 | 103.5 | 103.5
449 | MIDWAY WIND |  | MIDWIND_UNIT1 | SAN PATRICIO | WIND-C | COASTAL | 2019 | 162.8 | 162.8 | 162.8 | 162.8 | 162.8 | 162.8 | 162.8 | 162.8 | 162.8 | 162.8
450 | PAPALOTE CREEK WIND |  | PAP1_PAP1 | SAN PATRICIO | WIND-C | COASTAL | 2009 | 179.9 | 179.9 | 179.9 | 179.9 | 179.9 | 179.9 | 179.9 | 179.9 | 179.9 | 179.9
451 | PAPALOTE CREEK WIND II |  | COTTON_PAP2 | SAN PATRICIO | WIND-C | COASTAL | 2010 | 200.1 | 200.1 | 200.1 | 200.1 | 200.1 | 200.1 | 200.1 | 200.1 | 200.1 | 200.1
452 | PENASCAL WIND 1 |  | PENA_UNIT1 | KENEDY | WIND-C | COASTAL | 2009 | 160.8 | 160.8 | 160.8 | 160.8 | 160.8 | 160.8 | 160.8 | 160.8 | 160.8 | 160.8
453 | PENASCAL WIND 2 |  | PENA_UNIT2 | KENEDY | WIND-C | COASTAL | 2009 | 141.6 | 141.6 | 141.6 | 141.6 | 141.6 | 141.6 | 141.6 | 141.6 | 141.6 | 141.6
454 | PENASCAL WIND 3 |  | PENA3_UNIT3 | KENEDY | WIND-C | COASTAL | 2011 | 100.8 | 100.8 | 100.8 | 100.8 | 100.8 | 100.8 | 100.8 | 100.8 | 100.8 | 100.8
455 | SAN ROMAN WIND |  | SANROMAN_WIND_1 | CAMERON | WIND-C | COASTAL | 2017 | 95.2 | 95.2 | 95.2 | 95.2 | 95.2 | 95.2 | 95.2 | 95.2 | 95.2 | 95.2
456 | STELLA WIND |  | STELLA_UNIT1 | KENEDY | WIND-C | COASTAL | 2018 | 201 | 201 | 201 | 201 | 201 | 201 | 201 | 201 | 201 | 201
457 | HARBOR WIND |  | DG_NUECE_6UNITS | NUECES | WIND-C | COASTAL | 2012 | 9 | 9 | 9 | 9 | 9 | 9 | 9 | 9 | 9 | 9
458 | BRISCOE WIND |  | BRISCOE_WIND | BRISCOE | WIND-P | PANHANDLE | 2015 | 149.8 | 149.8 | 149.8 | 149.8 | 149.8 | 149.8 | 149.8 | 149.8 | 149.8 | 149.8
459 | COTTON PLAINS WIND |  | COTPLNS_COTTONPL | FLOYD | WIND-P | PANHANDLE | 2017 | 50.4 | 50.4 | 50.4 | 50.4 | 50.4 | 50.4 | 50.4 | 50.4 | 50.4 | 50.4
460 | DOUG COLBECK'S CORNER (CONWAY) B |  | GRANDVW1_COLB | CARSON | WIND-P | PANHANDLE | 2016 | 100.2 | 100.2 | 100.2 | 100.2 | 100.2 | 100.2 | 100.2 | 100.2 | 100.2 | 100.2
461 | DOUG COLBECK'S CORNER (CONWAY) A |  | GRANDVW1_COLA | CARSON | WIND-P | PANHANDLE | 2016 | 100.2 | 100.2 | 100.2 | 100.2 | 100.2 | 100.2 | 100.2 | 100.2 | 100.2 | 100.2
462 | FALVEZ ASTRA WIND |  | ASTRA_UNIT1 | RANDALL | WIND-P | PANHANDLE | 2017 | 163.2 | 163.2 | 163.2 | 163.2 | 163.2 | 163.2 | 163.2 | 163.2 | 163.2 | 163.2
463 | GRANDVIEW WIND 1 (CONWAY) GV1A |  | GRANDVW1_GV1A | CARSON | WIND-P | PANHANDLE | 2014 | 107.4 | 107.4 | 107.4 | 107.4 | 107.4 | 107.4 | 107.4 | 107.4 | 107.4 | 107.4
464 | GRANDVIEW WIND 1 (CONWAY) GV1B |  | GRANDVW1_GV1B | CARSON | WIND-P | PANHANDLE | 2014 | 103.8 | 103.8 | 103.8 | 103.8 | 103.8 | 103.8 | 103.8 | 103.8 | 103.8 | 103.8
465 | HEREFORD WIND G |  | HRFDWIND_WIND_G | DEAF SMITH | WIND-P | PANHANDLE | 2015 | 99.9 | 99.9 | 99.9 | 99.9 | 99.9 | 99.9 | 99.9 | 99.9 | 99.9 | 99.9
466 | HEREFORD WIND V |  | HRFDWIND_WIND_V | DEAF SMITH | WIND-P | PANHANDLE | 2015 | 100 | 100 | 100 | 100 | 100 | 100 | 100 | 100 | 100 | 100
467 | JUMBO ROAD WIND 1 |  | HRFDWIND_JRDWIND1 | DEAF SMITH | WIND-P | PANHANDLE | 2015 | 146.2 | 146.2 | 146.2 | 146.2 | 146.2 | 146.2 | 146.2 | 146.2 | 146.2 | 146.2
468 | JUMBO ROAD WIND 2 |  | HRFDWIND_JRDWIND2 | DEAF SMITH | WIND-P | PANHANDLE | 2015 | 153.6 | 153.6 | 153.6 | 153.6 | 153.6 | 153.6 | 153.6 | 153.6 | 153.6 | 153.6
469 | LONGHORN WIND NORTH U1 |  | LHORN_N_UNIT1 | FLOYD | WIND-P | PANHANDLE | 2015 | 100 | 100 | 100 | 100 | 100 | 100 | 100 | 100 | 100 | 100
470 | LONGHORN WIND NORTH U2 |  | LHORN_N_UNIT2 | FLOYD | WIND-P | PANHANDLE | 2015 | 100 | 100 | 100 | 100 | 100 | 100 | 100 | 100 | 100 | 100
471 | MARIAH DEL NORTE 1 |  | MARIAH_NORTE1 | PARMER | WIND-P | PANHANDLE | 2017 | 115.2 | 115.2 | 115.2 | 115.2 | 115.2 | 115.2 | 115.2 | 115.2 | 115.2 | 115.2
472 | MARIAH DEL NORTE 2 |  | MARIAH_NORTE2 | PARMER | WIND-P | PANHANDLE | 2017 | 115.2 | 115.2 | 115.2 | 115.2 | 115.2 | 115.2 | 115.2 | 115.2 | 115.2 | 115.2
473 | MCADOO WIND | 20INR0295 | MWEC_G1 | DICKENS | WIND-P | PANHANDLE | 2008 | 150 | 162 | 162 | 162 | 162 | 162 | 162 | 162 | 162 | 162
474 | MIAMI WIND G1 |  | MIAM1_G1 | GRAY | WIND-P | PANHANDLE | 2014 | 144.3 | 144.3 | 144.3 | 144.3 | 144.3 | 144.3 | 144.3 | 144.3 | 144.3 | 144.3
475 | MIAMI WIND G2 |  | MIAM1_G2 | GRAY | WIND-P | PANHANDLE | 2014 | 144.3 | 144.3 | 144.3 | 144.3 | 144.3 | 144.3 | 144.3 | 144.3 | 144.3 | 144.3
476 | OLD SETTLER WIND |  | COTPLNS_OLDSETLR | FLOYD | WIND-P | PANHANDLE | 2017 | 151.2 | 151.2 | 151.2 | 151.2 | 151.2 | 151.2 | 151.2 | 151.2 | 151.2 | 151.2
477 | PANHANDLE WIND 1 U1 |  | PH1_UNIT1 | CARSON | WIND-P | PANHANDLE | 2014 | 109.2 | 109.2 | 109.2 | 109.2 | 109.2 | 109.2 | 109.2 | 109.2 | 109.2 | 109.2
478 | PANHANDLE WIND 1 U2 |  | PH1_UNIT2 | CARSON | WIND-P | PANHANDLE | 2014 | 109.2 | 109.2 | 109.2 | 109.2 | 109.2 | 109.2 | 109.2 | 109.2 | 109.2 | 109.2
479 | PANHANDLE WIND 2 U1 |  | PH2_UNIT1 | CARSON | WIND-P | PANHANDLE | 2014 | 94.2 | 94.2 | 94.2 | 94.2 | 94.2 | 94.2 | 94.2 | 94.2 | 94.2 | 94.2
480 | PANHANDLE WIND 2 U2 |  | PH2_UNIT2 | CARSON | WIND-P | PANHANDLE | 2014 | 96.6 | 96.6 | 96.6 | 96.6 | 96.6 | 96.6 | 96.6 | 96.6 | 96.6 | 96.6
481 | ROUTE 66 WIND |  | ROUTE_66_WIND1 | CARSON | WIND-P | PANHANDLE | 2015 | 150 | 150 | 150 | 150 | 150 | 150 | 150 | 150 | 150 | 150
482 | SALT FORK 1 WIND U1 |  | SALTFORK_UNIT1 | DONLEY | WIND-P | PANHANDLE | 2017 | 64 | 64 | 64 | 64 | 64 | 64 | 64 | 64 | 64 | 64
483 | SALT FORK 1 WIND U2 |  | SALTFORK_UNIT2 | DONLEY | WIND-P | PANHANDLE | 2017 | 110 | 110 | 110 | 110 | 110 | 110 | 110 | 110 | 110 | 110
484 | SOUTH PLAINS WIND 1 U1 |  | SPLAIN1_WIND1 | FLOYD | WIND-P | PANHANDLE | 2015 | 102 | 102 | 102 | 102 | 102 | 102 | 102 | 102 | 102 | 102
485 | SOUTH PLAINS WIND 1 U2 |  | SPLAIN1_WIND2 | FLOYD | WIND-P | PANHANDLE | 2015 | 98 | 98 | 98 | 98 | 98 | 98 | 98 | 98 | 98 | 98
486 | SOUTH PLAINS WIND 2 U1 |  | SPLAIN2_WIND21 | FLOYD | WIND-P | PANHANDLE | 2016 | 148.5 | 148.5 | 148.5 | 148.5 | 148.5 | 148.5 | 148.5 | 148.5 | 148.5 | 148.5
487 | SOUTH PLAINS WIND 2 U2 |  | SPLAIN2_WIND22 | FLOYD | WIND-P | PANHANDLE | 2016 | 151.8 | 151.8 | 151.8 | 151.8 | 151.8 | 151.8 | 151.8 | 151.8 | 151.8 | 151.8
488 | SPINNING SPUR WIND TWO A |  | SSPURTWO_WIND_1 | OLDHAM | WIND-P | PANHANDLE | 2014 | 161 | 161 | 161 | 161 | 161 | 161 | 161 | 161 | 161 | 161
489 | SPINNING SPUR WIND TWO B |  | SSPURTWO_SS3WIND2 | OLDHAM | WIND-P | PANHANDLE | 2015 | 98 | 98 | 98 | 98 | 98 | 98 | 98 | 98 | 98 | 98
490 | SPINNING SPUR WIND TWO C |  | SSPURTWO_SS3WIND1 | OLDHAM | WIND-P | PANHANDLE | 2015 | 96 | 96 | 96 | 96 | 96 | 96 | 96 | 96 | 96 | 96
491 | WAKE WIND 1 |  | WAKEWE_G1 | DICKENS | WIND-P | PANHANDLE | 2016 | 114.9 | 114.9 | 114.9 | 114.9 | 114.9 | 114.9 | 114.9 | 114.9 | 114.9 | 114.9
492 | WAKE WIND 2 |  | WAKEWE_G2 | DICKENS | WIND-P | PANHANDLE | 2016 | 142.3 | 142.3 | 142.3 | 142.3 | 142.3 | 142.3 | 142.3 | 142.3 | 142.3 | 142.3
493 | WHIRLWIND ENERGY |  | WEC_WECG1 | FLOYD | WIND-P | PANHANDLE | 2007 | 57 | 57 | 57 | 57 | 57 | 57 | 57 | 57 | 57 | 57
494 | WOLF FLATS WIND (WIND MGT) |  | DG_TURL_UNIT1 | HALL | WIND-P | PANHANDLE | 2007 | bar: 2020 to 2029
495 | ANACACHO WIND |  | ANACACHO_ANA | KINNEY | WIND-O | SOUTH | 2012 | 99.8 | 99.8 | 99.8 | 99.8 | 99.8 | 99.8 | 99.8 | 99.8 | 99.8 | 99.8
496 | BARTON CHAPEL WIND |  | BRTSW_BCW1 | JACK | WIND-O | NORTH | 2007 | 120 | 120 | 120 | 120 | 120 | 120 | 120 | 120 | 120 | 120
497 | BLUE SUMMIT WIND 1 A |  | BLSUMMIT_BLSMT1_5 | WILBARGER | WIND-O | WEST | 2013 | 9 | 9 | 9 | 9 | 9 | 9 | 9 | 9 | 9 | 9
498 | BLUE SUMMIT WIND 1 B |  | BLSUMMIT_BLSMT1_6 | WILBARGER | WIND-O | WEST | 2013 | 126.4 | 126.4 | 126.4 | 126.4 | 126.4 | 126.4 | 126.4 | 126.4 | 126.4 | 126.4
499 | BOBCAT BLUFF WIND | 18INR0078 | BCATWIND_WIND_1 | ARCHER | WIND-O | WEST | 2012 | 162 | 162 | 162 | 162 | 162 | 162 | 162 | 162 | 162 | 162
500 | BUCKTHORN WIND 1 A |  | BUCKTHRN_UNIT1 | ERATH | WIND-O | NORTH | 2017 | 44.9 | 44.9 | 44.9 | 44.9 | 44.9 | 44.9 | 44.9 | 44.9 | 44.9 | 44.9
501 | BUCKTHORN WIND 1 B |  | BUCKTHRN_UNIT2 | ERATH | WIND-O | NORTH | 2017 | 55.7 | 55.7 | 55.7 | 55.7 | 55.7 | 55.7 | 55.7 | 55.7 | 55.7 | 55.7
502 | BUFFALO GAP WIND 1 |  | BUFF_GAP_UNIT1 | TAYLOR | WIND-O | WEST | 2006 | 120.6 | 120.6 | 120.6 | 120.6 | 120.6 | 120.6 | 120.6 | 120.6 | 120.6 | 120.6
503 | BUFFALO GAP WIND 2_1 |  | BUFF_GAP_UNIT2_1 | TAYLOR | WIND-O | WEST | 2007 | 115.5 | 115.5 | 115.5 | 115.5 | 115.5 | 115.5 | 115.5 | 115.5 | 115.5 | 115.5
504 | BUFFALO GAP WIND 2_2 |  | BUFF_GAP_UNIT2_2 | TAYLOR | WIND-O | WEST | 2007 | 117 | 117 | 117 | 117 | 117 | 117 | 117 | 117 | 117 | 117
505 | BUFFALO GAP WIND 3 |  | BUFF_GAP_UNIT3 | TAYLOR | WIND-O | WEST | 2008 | 170.2 | 170.2 | 170.2 | 170.2 | 170.2 | 170.2 | 170.2 | 170.2 | 170.2 | 170.2
506 | BULL CREEK WIND U1 |  | BULLCRK_WND1 | BORDEN | WIND-O | WEST | 2009 | 88 | 88 | 88 | 88 | 88 | 88 | 88 | 88 | 88 | 88
507 | BULL CREEK WIND U2 |  | BULLCRK_WND2 | BORDEN | WIND-O | WEST | 2009 | 90 | 90 | 90 | 90 | 90 | 90 | 90 | 90 | 90 | 90
508 | CALLAHAN WIND |  | CALLAHAN_WND1 | CALLAHAN | WIND-O | WEST | 2004 | 114 | 114 | 114 | 114 | 114 | 114 | 114 | 114 | 114 | 114
509 | CAMP SPRINGS WIND 1 |  | CSEC_CSECG1 | SCURRY | WIND-O | WEST | 2007 | 130.5 | 130.5 | 130.5 | 130.5 | 130.5 | 130.5 | 130.5 | 130.5 | 130.5 | 130.5
510 | CAMP SPRINGS WIND 2 |  | CSEC_CSECG2 | SCURRY | WIND-O | WEST | 2007 | 120 | 120 | 120 | 120 | 120 | 120 | 120 | 120 | 120 | 120
511 | CAPRICORN RIDGE WIND 1 | 17INR0054 | CAPRIDGE_CR1 | STERLING | WIND-O | WEST | 2007 | 230.5 | 230.5 | 230.5 | 230.5 | 230.5 | 230.5 | 230.5 | 230.5 | 230.5 | 230.5
512 | CAPRICORN RIDGE WIND 2 | 17INR0054 | CAPRIDGE_CR2 | STERLING | WIND-O | WEST | 2007 | 149.5 | 149.5 | 149.5 | 149.5 | 149.5 | 149.5 | 149.5 | 149.5 | 149.5 | 149.5
513 | CAPRICORN RIDGE WIND 3 | 17INR0054 | CAPRIDGE_CR3 | STERLING | WIND-O | WEST | 2008 | 202 | 202 | 202 | 202 | 202 | 202 | 202 | 202 | 202 | 202
514 | CAPRICORN RIDGE WIND 4 | 17INR0054 | CAPRIDG4_CR4 | COKE | WIND-O | WEST | 2008 | 112.5 | 112.5 | 112.5 | 112.5 | 112.5 | 112.5 | 112.5 | 112.5 | 112.5 | 112.5
515 | CEDRO HILL WIND 1 |  | CEDROHIL_CHW1 | WEBB | WIND-O | SOUTH | 2010 | 75 | 75 | 75 | 75 | 75 | 75 | 75 | 75 | 75 | 75
516 | CEDRO HILL WIND 2 |  | CEDROHIL_CHW2 | WEBB | WIND-O | SOUTH | 2010 | 75 | 75 | 75 | 75 | 75 | 75 | 75 | 75 | 75 | 75
517 | CHAMPION WIND |  | CHAMPION_UNIT1 | NOLAN | WIND-O | WEST | 2008 | 126.5 | 126.5 | 126.5 | 126.5 | 126.5 | 126.5 | 126.5 | 126.5 | 126.5 | 126.5
518 | DERMOTT WIND 1_1 |  | DERMOTT_UNIT1 | SCURRY | WIND-O | WEST | 2017 | 126.5 | 126.5 | 126.5 | 126.5 | 126.5 | 126.5 | 126.5 | 126.5 | 126.5 | 126.5
519 | DERMOTT WIND 1_2 |  | DERMOTT_UNIT2 | SCURRY | WIND-O | WEST | 2017 | 126.5 | 126.5 | 126.5 | 126.5 | 126.5 | 126.5 | 126.5 | 126.5 | 126.5 | 126.5
520 | DESERT SKY WIND 1 |  | INDNENR_INDNENR | PECOS | WIND-O | WEST | 2002 | 85.1 | 85.1 | 85.1 | 85.1 | 85.1 | 85.1 | 85.1 | 85.1 | 85.1 | 85.1
521 | DESERT SKY WIND 2 |  | INDNENR_INDNENR_2 | PECOS | WIND-O | WEST | 2002 | 85.1 | 85.1 | 85.1 | 85.1 | 85.1 | 85.1 | 85.1 | 85.1 | 85.1 | 85.1
522 | ELBOW CREEK WIND |  | ELB_ELBCREEK | HOWARD | WIND-O | WEST | 2008 | 118.7 | 118.7 | 118.7 | 118.7 | 118.7 | 118.7 | 118.7 | 118.7 | 118.7 | 118.7
523 | ELECTRA WIND 1 |  | DIGBY_UNIT1 | WILBARGER | WIND-O | WEST | 2017 | 98.9 | 98.9 | 98.9 | 98.9 | 98.9 | 98.9 | 98.9 | 98.9 | 98.9 | 98.9
524 | ELECTRA WIND 2 |  | DIGBY_UNIT2 | WILBARGER | WIND-O | WEST | 2017 | 131.1 | 131.1 | 131.1 | 131.1 | 131.1 | 131.1 | 131.1 | 131.1 | 131.1 | 131.1
525 | FLAT TOP WIND I |  | FTWIND_UNIT_1 | MILLS | WIND-O | NORTH | 2018 | 200 | 200 | 200 | 200 | 200 | 200 | 200 | 200 | 200 | 200
526 | FLUVANNA RENEWABLE 1 A |  | FLUVANNA_UNIT1 | SCURRY | WIND-O | WEST | 2017 | 79.8 | 79.8 | 79.8 | 79.8 | 79.8 | 79.8 | 79.8 | 79.8 | 79.8 | 79.8
527 | FLUVANNA RENEWABLE 1 B |  | FLUVANNA_UNIT2 | SCURRY | WIND-O | WEST | 2017 | 75.6 | 75.6 | 75.6 | 75.6 | 75.6 | 75.6 | 75.6 | 75.6 | 75.6 | 75.6
528 | FOREST CREEK WIND |  | MCDLD_FCW1 | GLASSCOCK | WIND-O | WEST | 2007 | 124.2 | 124.2 | 124.2 | 124.2 | 124.2 | 124.2 | 124.2 | 124.2 | 124.2 | 124.2
529 | GOAT WIND |  | GOAT_GOATWIND | STERLING | WIND-O | WEST | 2008 | 80 | 80 | 80 | 80 | 80 | 80 | 80 | 80 | 80 | 80
530 | GOAT WIND 2 |  | GOAT_GOATWIN2 | STERLING | WIND-O | WEST | 2010 | 69.6 | 69.6 | 69.6 | 69.6 | 69.6 | 69.6 | 69.6 | 69.6 | 69.6 | 69.6
531 | GOLDTHWAITE WIND 1 |  | GWEC_GWEC_G1 | MILLS | WIND-O | NORTH | 2014 | 148.6 | 148.6 | 148.6 | 148.6 | 148.6 | 148.6 | 148.6 | 148.6 | 148.6 | 148.6
532 | GREEN MOUNTAIN WIND (BRAZOS) U1 |  | BRAZ_WND_WND1 | SCURRY | WIND-O | WEST | 2003 | 99 | 99 | 99 | 99 | 99 | 99 | 99 | 99 | 99 | 99
533 | GREEN MOUNTAIN WIND (BRAZOS) U2 |  | BRAZ_WND_WND2 | SCURRY | WIND-O | WEST | 2003 | 61 | 61 | 61 | 61 | 61 | 61 | 61 | 61 | 61 | 61
534 | GREEN PASTURES WIND I |  | GPASTURE_WIND_I | BAYLOR | WIND-O | WEST | 2015 | 150 | 150 | 150 | 150 | 150 | 150 | 150 | 150 | 150 | 150
535 | VERTIGO WIND (FORMERLY GREEN PASTURES WIND 2) |  | VERTIGO_WIND_I | BAYLOR | WIND-O | WEST | 2015 | 150 | 150 | 150 | 150 | 150 | 150 | 150 | 150 | 150 | 150
536 | GUNSIGHT MOUNTAIN WIND |  | GUNMTN_G1 | HOWARD | WIND-O | WEST | 2016 | 119.9 | 119.9 | 119.9 | 119.9 | 119.9 | 119.9 | 119.9 | 119.9 | 119.9 | 119.9
537 | HACKBERRY WIND |  | HWF_HWFG1 | SHACKELFORD | WIND-O | WEST | 2008 | 163.5 | 163.5 | 163.5 | 163.5 | 163.5 | 163.5 | 163.5 | 163.5 | 163.5 | 163.5
538 | HICKMAN (SANTA RITA WIND) 1 |  | HICKMAN_G1 | REGAN AND IRION | WIND-O | WEST | 2018 | 152.5 | 152.5 | 152.5 | 152.5 | 152.5 | 152.5 | 152.5 | 152.5 | 152.5 | 152.5
539 | HICKMAN (SANTA RITA WIND) 2 |  | HICKMAN_G2 | REGAN AND IRION | WIND-O | WEST | 2018 | 147.5 | 147.5 | 147.5 | 147.5 | 147.5 | 147.5 | 147.5 | 147.5 | 147.5 | 147.5
540 | HIDALGO & STARR WIND 11 |  | MIRASOLE_MIR11 | HIDALGO | WIND-O | SOUTH | 2016 | 52 | 52 | 52 | 52 | 52 | 52 | 52 | 52 | 52 | 52
541 | HIDALGO & STARR WIND 12 |  | MIRASOLE_MIR12 | HIDALGO | WIND-O | SOUTH | 2016 | 98 | 98 | 98 | 98 | 98 | 98 | 98 | 98 | 98 | 98
542 | HIDALGO & STARR WIND 21 |  | MIRASOLE_MIR21 | HIDALGO | WIND-O | SOUTH | 2016 | 100 | 100 | 100 | 100 | 100 | 100 | 100 | 100 | 100 | 100
543 | HORSE CREEK WIND 1 |  | HORSECRK_UNIT1 | HASKELL | WIND-O | WEST | 2017 | 131.1 | 131.1 | 131.1 | 131.1 | 131.1 | 131.1 | 131.1 | 131.1 | 131.1 | 131.1
544 | HORSE CREEK WIND 2 |  | HORSECRK_UNIT2 | HASKELL | WIND-O | WEST | 2017 | 98.9 | 98.9 | 98.9 | 98.9 | 98.9 | 98.9 | 98.9 | 98.9 | 98.9 | 98.9
545 | HORSE HOLLOW WIND 1 | 17INR0052 | H_HOLLOW_WND1 | TAYLOR | WIND-O | WEST | 2019 | 230 | 230 | 230 | 230 | 230 | 230 | 230 | 230 | 230 | 230
546 | HORSE HOLLOW WIND 2 | 17INR0052 | HHOLLOW2_WIND1 | TAYLOR | WIND-O | WEST | 2006 | 184 | 184 | 184 | 184 | 184 | 184 | 184 | 184 | 184 | 184
547 | HORSE HOLLOW WIND 3 | 17INR0052 | HHOLLOW3_WND_1 | TAYLOR | WIND-O | WEST | 2006 | 223.5 | 223.5 | 223.5 | 223.5 | 223.5 | 223.5 | 223.5 | 223.5 | 223.5 | 223.5
548 | HORSE HOLLOW WIND 4 | 17INR0052 | HHOLLOW4_WND1 | TAYLOR | WIND-O | WEST | 2006 | 115 | 115 | 115 | 115 | 115 | 115 | 115 | 115 | 115 | 115
549 | INADALE WIND 1 |  | INDL_INADALE1 | NOLAN | WIND-O | WEST | 2008 | 95 | 95 | 95 | 95 | 95 | 95 | 95 | 95 | 95 | 95
550 | INADALE WIND 2 |  | INDL_INADALE2 | NOLAN | WIND-O | WEST | 2008 | 102 | 102 | 102 | 102 | 102 | 102 | 102 | 102 | 102 | 102
551 | INDIAN MESA WIND |  | INDNNWP_INDNNWP2 | PECOS | WIND-O | WEST | 2001 | 91.9 | 91.9 | 91.9 | 91.9 | 91.9 | 91.9 | 91.9 | 91.9 | 91.9 | 91.9
552 | JAVELINA I WIND 18 |  | BORDAS_JAVEL18 | WEBB | WIND-O | SOUTH | 2015 | 19.7 | 19.7 | 19.7 | 19.7 | 19.7 | 19.7 | 19.7 | 19.7 | 19.7 | 19.7
553 | JAVELINA I WIND 20 |  | BORDAS_JAVEL20 | WEBB | WIND-O | SOUTH | 2015 | 230 | 230 | 230 | 230 | 230 | 230 | 230 | 230 | 230 | 230
554 | JAVELINA II WIND 1 |  | BORDAS2_JAVEL2_A | WEBB | WIND-O | SOUTH | 2017 | 96 | 96 | 96 | 96 | 96 | 96 | 96 | 96 | 96 | 96
555 | JAVELINA II WIND 2 |  | BORDAS2_JAVEL2_B | WEBB | WIND-O | SOUTH | 2017 | 74 | 74 | 74 | 74 | 74 | 74 | 74 | 74 | 74 | 74
556 | JAVELINA II WIND 3 |  | BORDAS2_JAVEL2_C | WEBB | WIND-O | SOUTH | 2017 | 30 | 30 | 30 | 30 | 30 | 30 | 30 | 30 | 30 | 30
557 | KEECHI WIND |  | KEECHI_U1 | JACK | WIND-O | NORTH | 2015 | 110 | 110 | 110 | 110 | 110 | 110 | 110 | 110 | 110 | 110
558 | KING MOUNTAIN WIND (NE) |  | KING_NE_KINGNE | UPTON | WIND-O | WEST | 2001 | 79.7 | 79.7 | 79.7 | 79.7 | 79.7 | 79.7 | 79.7 | 79.7 | 79.7 | 79.7
559 | KING MOUNTAIN WIND (NW) |  | KING_NW_KINGNW | UPTON | WIND-O | WEST | 2001 | 79.7 | 79.7 | 79.7 | 79.7 | 79.7 | 79.7 | 79.7 | 79.7 | 79.7 | 79.7
560 | KING MOUNTAIN WIND (SE) |  | KING_SE_KINGSE | UPTON | WIND-O | WEST | 2001 | 40.5 | 40.5 | 40.5 | 40.5 | 40.5 | 40.5 | 40.5 | 40.5 | 40.5 | 40.5
561 | KING MOUNTAIN WIND (SW) |  | KING_SW_KINGSW | UPTON | WIND-O | WEST | 2001 | 79.7 | 79.7 | 79.7 | 79.7 | 79.7 | 79.7 | 79.7 | 79.7 | 79.7 | 79.7
562 | LANGFORD WIND POWER |  | LGD_LANGFORD | TOM GREEN | WIND-O | WEST | 2009 | 155 | 155 | 155 | 155 | 155 | 155 | 155 | 155 | 155 | 155
563 | LOCKETT WIND FARM |  | LOCKETT_UNIT1 | WILBARGER | WIND-O | WEST | 2019 | 183.7 | 183.7 | 183.7 | 183.7 | 183.7 | 183.7 | 183.7 | 183.7 | 183.7 | 183.7
564 | LOGANS GAP WIND I U1 |  | LGW_UNIT1 | COMANCHE | WIND-O | NORTH | 2015 | 106.3 | 106.3 | 106.3 | 106.3 | 106.3 | 106.3 | 106.3 | 106.3 | 106.3 | 106.3
565 | LOGANS GAP WIND I U2 |  | LGW_UNIT2 | COMANCHE | WIND-O | NORTH | 2015 | 103.8 | 103.8 | 103.8 | 103.8 | 103.8 | 103.8 | 103.8 | 103.8 | 103.8 | 103.8
566 | LONE STAR WIND 1 (MESQUITE) |  | LNCRK_G83 | SHACKELFORD | WIND-O | WEST | 2006 | 200 | 200 | 200 | 200 | 200 | 200 | 200 | 200 | 200 | 200
567 | LONE STAR WIND 2 (POST OAK) U1 |  | LNCRK2_G871 | SHACKELFORD | WIND-O | WEST | 2007 | 100 | 100 | 100 | 100 | 100 | 100 | 100 | 100 | 100 | 100
568 | LONE STAR WIND 2 (POST OAK) U2 |  | LNCRK2_G872 | SHACKELFORD | WIND-O | WEST | 2007 | 100 | 100 | 100 | 100 | 100 | 100 | 100 | 100 | 100 | 100
569 | LORAINE WINDPARK I |  | LONEWOLF_G1 | MITCHELL | WIND-O | WEST | 2010 | 49.5 | 49.5 | 49.5 | 49.5 | 49.5 | 49.5 | 49.5 | 49.5 | 49.5 | 49.5
570 | LORAINE WINDPARK II |  | LONEWOLF_G2 | MITCHELL | WIND-O | WEST | 2010 | 51 | 51 | 51 | 51 | 51 | 51 | 51 | 51 | 51 | 51
571 | LORAINE WINDPARK III |  | LONEWOLF_G3 | MITCHELL | WIND-O | WEST | 2011 | 25.5 | 25.5 | 25.5 | 25.5 | 25.5 | 25.5 | 25.5 | 25.5 | 25.5 | 25.5
572 | LORAINE WINDPARK IV |  | LONEWOLF_G4 | MITCHELL | WIND-O | WEST | 2011 | 24 | 24 | 24 | 24 | 24 | 24 | 24 | 24 | 24 | 24
573 | LOS VIENTOS III WIND |  | LV3_UNIT_1 | STARR | WIND-O | SOUTH | 2015 | 200 | 200 | 200 | 200 | 200 | 200 | 200 | 200 | 200 | 200
574 | LOS VIENTOS IV WIND |  | LV4_UNIT_1 | STARR | WIND-O | SOUTH | 2016 | 200 | 200 | 200 | 200 | 200 | 200 | 200 | 200 | 200 | 200
575 | LOS VIENTOS V WIND |  | LV5_UNIT_1 | STARR | WIND-O | SOUTH | 2016 | 110 | 110 | 110 | 110 | 110 | 110 | 110 | 110 | 110 | 110
576 | MESQUITE CREEK WIND 1 |  | MESQCRK_WND1 | DAWSON | WIND-O | WEST | 2015 | 105.6 | 105.6 | 105.6 | 105.6 | 105.6 | 105.6 | 105.6 | 105.6 | 105.6 | 105.6
577 | MESQUITE CREEK WIND 2 |  | MESQCRK_WND2 | DAWSON | WIND-O | WEST | 2015 | 105.6 | 105.6 | 105.6 | 105.6 | 105.6 | 105.6 | 105.6 | 105.6 | 105.6 | 105.6
578 | NIELS BOHR WIND A (BEARKAT WIND A) |  | NBOHR_UNIT1 | GLASSCOCK | WIND-O | WEST | 2018 | 196.6 | 196.6 | 196.6 | 196.6 | 196.6 | 196.6 | 196.6 | 196.6 | 196.6 | 196.6
579 | NOTREES WIND 1 |  | NWF_NWF1 | WINKLER | WIND-O | WEST | 2009 | 92.6 | 92.6 | 92.6 | 92.6 | 92.6 | 92.6 | 92.6 | 92.6 | 92.6 | 92.6
580 | NOTREES WIND 2 |  | NWF_NWF2 | WINKLER | WIND-O | WEST | 2009 | 60 | 60 | 60 | 60 | 60 | 60 | 60 | 60 | 60 | 60
581 | OCOTILLO WIND |  | OWF_OWF | HOWARD | WIND-O | WEST | 2008 | 58.8 | 58.8 | 58.8 | 58.8 | 58.8 | 58.8 | 58.8 | 58.8 | 58.8 | 58.8
582 | PANTHER CREEK WIND 1 |  | PC_NORTH_PANTHER1 | HOWARD | WIND-O | WEST | 2008 | 142.5 | 142.5 | 142.5 | 142.5 | 142.5 | 142.5 | 142.5 | 142.5 | 142.5 | 142.5
583 | PANTHER CREEK WIND 2 |  | PC_SOUTH_PANTHER2 | HOWARD | WIND-O | WEST | 2008 | 115.5 | 115.5 | 115.5 | 115.5 | 115.5 | 115.5 | 115.5 | 115.5 | 115.5 | 115.5
584 | PANTHER CREEK WIND 3 |  | PC_SOUTH_PANTHER3 | HOWARD | WIND-O | WEST | 2009 | 199.5 | 199.5 | 199.5 | 199.5 | 199.5 | 199.5 | 199.5 | 199.5 | 199.5 | 199.5
585 | PECOS WIND 1 (WOODWARD) |  | WOODWRD1_WOODWRD1 | PECOS | WIND-O | WEST | 2001 | 91.9 | 91.9 | 91.9 | 91.9 | 91.9 | 91.9 | 91.9 | 91.9 | 91.9 | 91.9
586 | PECOS WIND 2 (WOODWARD) |  | WOODWRD2_WOODWRD2 | PECOS | WIND-O | WEST | 2001 | 86 | 86 | 86 | 86 | 86 | 86 | 86 | 86 | 86 | 86
587 | PYRON WIND 1 |  | PYR_PYRON1 | SCURRY | WIND-O | WEST | 2008 | 121.5 | 121.5 | 121.5 | 121.5 | 121.5 | 121.5 | 121.5 | 121.5 | 121.5 | 121.5
588 | PYRON WIND 2 |  | PYR_PYRON2 | SCURRY AND FISHER | WIND-O | WEST | 2008 | 127.5 | 127.5 | 127.5 | 127.5 | 127.5 | 127.5 | 127.5 | 127.5 | 127.5 | 127.5
589 | RATTLESNAKE I WIND ENERGY CENTER G1 |  | RSNAKE_G1 | GLASSCOCK | WIND-O | WEST | 2015 | 104.3 | 104.3 | 104.3 | 104.3 | 104.3 | 104.3 | 104.3 | 104.3 | 104.3 | 104.3
590 | RATTLESNAKE I WIND ENERGY CENTER G2 |  | RSNAKE_G2 | GLASSCOCK | WIND-O | WEST | 2015 | 103 | 103 | 103 | 103 | 103 | 103 | 103 | 103 | 103 | 103
591 | RED CANYON WIND |  | RDCANYON_RDCNY1 | BORDEN | WIND-O | WEST | 2006 | 89.6 | 89.6 | 89.6 | 89.6 | 89.6 | 89.6 | 89.6 | 89.6 | 89.6 | 89.6
592 | ROCK SPRINGS VAL VERDE WIND (FERMI) 1 |  | FERMI_WIND1 | VAL VERDE | WIND-O | WEST | 2017 | 121.9 | 121.9 | 121.9 | 121.9 | 121.9 | 121.9 | 121.9 | 121.9 | 121.9 | 121.9
593 | ROCK SPRINGS VAL VERDE WIND (FERMI) 2 |  | FERMI_WIND2 | VAL VERDE | WIND-O | WEST | 2017 | 27.4 | 27.4 | 27.4 | 27.4 | 27.4 | 27.4 | 27.4 | 27.4 | 27.4 | 27.4
594 | ROSCOE WIND |  | TKWSW1_ROSCOE | NOLAN | WIND-O | WEST | 2008 | 114 | 114 | 114 | 114 | 114 | 114 | 114 | 114 | 114 | 114
595 | ROSCOE WIND 2A |  | TKWSW1_ROSCOE2A | NOLAN | WIND-O | WEST | 2008 | 95 | 95 | 95 | 95 | 95 | 95 | 95 | 95 | 95 | 95
596 | RTS WIND |  | RTS_U1 | MCCULLOCH | WIND-O | SOUTH | 2018 | 160 | 160 | 160 | 160 | 160 | 160 | 160 | 160 | 160 | 160
597 | SAND BLUFF WIND |  | MCDLD_SBW1 | GLASSCOCK | WIND-O | WEST | 2008 | 90 | 90 | 90 | 90 | 90 | 90 | 90 | 90 | 90 | 90
598 | SENDERO WIND ENERGY |  | EXGNSND_WIND_1 | JIM HOGG | WIND-O | SOUTH | 2015 | 76 | 76 | 76 | 76 | 76 | 76 | 76 | 76 | 76 | 76
599 | SEYMOUR HILLS WIND (S_HILLS WIND) |  | S_HILLS_UNIT1 | BAYLOR | WIND-O | WEST | 2019 | 30.2 | 30.2 | 30.2 | 30.2 | 30.2 | 30.2 | 30.2 | 30.2 | 30.2 | 30.2
600 | SENATE WIND |  | SENATEWD_UNIT1 | JACK | WIND-O | NORTH | 2012 | 150 | 150 | 150 | 150 | 150 | 150 | 150 | 150 | 150 | 150
601 | SHANNON WIND |  | SHANNONW_UNIT_1 | CLAY | WIND-O | WEST | 2015 | 204.1 | 204.1 | 204.1 | 204.1 | 204.1 | 204.1 | 204.1 | 204.1 | 204.1 | 204.1
602 | SHERBINO 1 WIND |  | KEO_KEO_SM1 | PECOS | WIND-O | WEST | 2008 | 150 | 150 | 150 | 150 | 150 | 150 | 150 | 150 | 150 | 150
603 | SHERBINO 2 WIND | 19INR0120 | KEO_SHRBINO2 | PECOS | WIND-O | WEST | 2011 | 145 | 132 | 132 | 132 | 132 | 132 | 132 | 132 | 132 | 132
604 | SILVER STAR WIND |  | FLTCK_SSI | EASTLAND | WIND-O | NORTH | 2008 | 60 | 60 | 60 | 60 | 60 | 60 | 60 | 60 | 60 | 60
605 | SNYDER WIND | 20INR0257 | ENAS_ENA1 | SCURRY | WIND-O | WEST | 2007 | 63 | 46 | 46 | 46 | 46 | 46 | 46 | 46 | 46 | 46
606 | SOUTH TRENT WIND |  | STWF_T1 | NOLAN | WIND-O | WEST | 2008 | 98.2 | 98.2 | 98.2 | 98.2 | 98.2 | 98.2 | 98.2 | 98.2 | 98.2 | 98.2
607 | STANTON WIND ENERGY |  | SWEC_G1 | MARTIN | WIND-O | WEST | 2008 | 120 | 120 | 120 | 120 | 120 | 120 | 120 | 120 | 120 | 120
608 | STEPHENS RANCH WIND 1 |  | SRWE1_UNIT1 | BORDEN | WIND-O | WEST | 2014 | 211.2 | 211.2 | 211.2 | 211.2 | 211.2 | 211.2 | 211.2 | 211.2 | 211.2 | 211.2
609 | STEPHENS RANCH WIND 2 |  | SRWE1_SRWE2 | BORDEN | WIND-O | WEST | 2015 | 164.7 | 164.7 | 164.7 | 164.7 | 164.7 | 164.7 | 164.7 | 164.7 | 164.7 | 164.7
610 | SWEETWATER WIND 1 |  | SWEETWND_WND1 | NOLAN | WIND-O | WEST | 2003 | 42.5 | 42.5 | 42.5 | 42.5 | 42.5 | 42.5 | 42.5 | 42.5 | 42.5 | 42.5
611 | SWEETWATER WIND 2A |  | SWEETWN2_WND24 | NOLAN | WIND-O | WEST | 2006 | 16.8 | 16.8 | 16.8 | 16.8 | 16.8 | 16.8 | 16.8 | 16.8 | 16.8 | 16.8
612 | SWEETWATER WIND 2B |  | SWEETWN2_WND2 | NOLAN | WIND-O | WEST | 2004 | 110.8 | 110.8 | 110.8 | 110.8 | 110.8 | 110.8 | 110.8 | 110.8 | 110.8 | 110.8
613 | SWEETWATER WIND 3A |  | SWEETWN3_WND3A | NOLAN | WIND-O | WEST | 2011 | 34 | 34 | 34 | 34 | 34 | 34 | 34 | 34 | 34 | 34
614 | SWEETWATER WIND 3B |  | SWEETWN3_WND3B | NOLAN | WIND-O | WEST | 2011 | 117 | 117 | 117 | 117 | 117 | 117 | 117 | 117 | 117 | 117
615 | SWEETWATER WIND 4-5 |  | SWEETWN4_WND5 | NOLAN | WIND-O | WEST | 2007 | 85 | 85 | 85 | 85 | 85 | 85 | 85 | 85 | 85 | 85
616 | SWEETWATER WIND 4-4B |  | SWEETWN4_WND4B | NOLAN | WIND-O | WEST | 2007 | 112 | 112 | 112 | 112 | 112 | 112 | 112 | 112 | 112 | 112
617 | SWEETWATER WIND 4-4A |  | SWEETWN4_WND4A | NOLAN | WIND-O | WEST | 2007 | 125 | 125 | 125 | 125 | 125 | 125 | 125 | 125 | 125 | 125
618 | TAHOKA WIND 1 |  | TAHOKA_UNIT_1 | LYNN | WIND-O | WEST | 2019 | 150 | 150 | 150 | 150 | 150 | 150 | 150 | 150 | 150 | 150
619 | TAHOKA WIND 2 |  | TAHOKA_UNIT_2 | LYNN | WIND-O | WEST | 2019 | 150 | 150 | 150 | 150 | 150 | 150 | 150 | 150 | 150 | 150
620 | TEXAS BIG SPRING WIND A |  | SGMTN_SIGNALMT | HOWARD | WIND-O | WEST | 1999 | 27.7 | 27.7 | 27.7 | 27.7 | 27.7 | 27.7 | 27.7 | 27.7 | 27.7 | 27.7
621 | TEXAS BIG SPRING WIND B |  | SGMTN_SIGNALM2 | HOWARD | WIND-O | WEST | 1999 | 6.6 | 6.6 | 6.6 | 6.6 | 6.6 | 6.6 | 6.6 | 6.6 | 6.6 | 6.6
622 | TORRECILLAS WIND 1 |  | TORR_UNIT1_25 | WEBB | WIND-O | SOUTH | 2019 | 150 | 150 | 150 | 150 | 150 | 150 | 150 | 150 | 150 | 150
623 | TORRECILLAS WIND 2 |  | TORR_UNIT2_23 | WEBB | WIND-O | SOUTH | 2019 | 23 | 23 | 23 | 23 | 23 | 23 | 23 | 23 | 23 | 23
624 | TORRECILLAS WIND 3 |  | TORR_UNIT2_25 | WEBB | WIND-O | SOUTH | 2019 | 127.5 | 127.5 | 127.5 | 127.5 | 127.5 | 127.5 | 127.5 | 127.5 | 127.5 | 127.5
625 | TRENT WIND |  | TRENT_TRENT | NOLAN | WIND-O | WEST | 2001 | 150 | 150 | 150 | 150 | 150 | 150 | 150 | 150 | 150 | 150
626 | TRINITY HILLS WIND 1 | 20INR0019 | TRINITY_TH1_BUS1 | YOUNG | WIND-O | WEST | 2012 | 117.5 | 104 | 104 | 104 | 104 | 104 | 104 | 104 | 104 | 104
627 | TRINITY HILLS WIND 2 | 20INR0019 | TRINITY_TH1_BUS2 | YOUNG | WIND-O | WEST | 2012 | 107.5 | 94 | 94 | 94 | 94 | 94 | 94 | 94 | 94 | 94
628 | TURKEY TRACK WIND |  | TTWEC_G1 | NOLAN | WIND-O | WEST | 2008 | 169.5 | 169.5 | 169.5 | 169.5 | 169.5 | 169.5 | 169.5 | 169.5 | 169.5 | 169.5
629 | TYLER BLUFF WIND |  | TYLRWIND_UNIT1 | COOKE | WIND-O | NORTH | 2017 | 125.6 | 125.6 | 125.6 | 125.6 | 125.6 | 125.6 | 125.6 | 125.6 | 125.6 | 125.6
630 | WHITETAIL WIND |  | EXGNWTL_WIND_1 | WEBB | WIND-O | SOUTH | 2012 | 92.3 | 92.3 | 92.3 | 92.3 | 92.3 | 92.3 | 92.3 | 92.3 | 92.3 | 92.3
631 | WINDTHORST 2 WIND |  | WNDTHST2_UNIT1 | ARCHER | WIND-O | WEST | 2014 | 67.6 | 67.6 | 67.6 | 67.6 | 67.6 | 67.6 | 67.6 | 67.6 | 67.6 | 67.6
632 | WKN MOZART WIND |  | MOZART_WIND_1 | KENT | WIND-O | WEST | 2012 | 30 | 30 | 30 | 30 | 30 | 30 | 30 | 30 | 30 | 30
633 | WILLOW SPRINGS WIND A |  | SALVTION_UNIT1 | HASKELL | WIND-O | WEST | 2017 | 125 | 125 | 125 | 125 | 125 | 125 | 125 | 125 | 125 | 125
634 | WILLOW SPRINGS WIND B |  | SALVTION_UNIT2 | HASKELL | WIND-O | WEST | 2017 | 125 | 125 | 125 | 125 | 125 | 125 | 125 | 125 | 125 | 125
635 | WOLF RIDGE WIND |  | WHTTAIL_WR1 | COOKE | WIND-O | NORTH | 2008 | 112.5 | 112.5 | 112.5 | 112.5 | 112.5 | 112.5 | 112.5 | 112.5 | 112.5 | 112.5
636 | TSTC WEST TEXAS WIND |  | DG_ROSC2_1UNIT | NOLAN | WIND-O | WEST | 2008 | 2 | 2 | 2 | 2 | 2 | 2 | 2 | 2 | 2 | 2
637 | Operational Capacity Total (Wind) | [6 empty] | 22782.8 | 22737.8 | 22737.8 | 22737.8 | 22737.8 | 22737.8 | 22737.8 | 22737.8 | 22737.8 | 22737.8
638
639 | Operational Wind Capacity Sub-total (Coastal Counties) |  | WIND_OPERATIONAL_C |  |  |  |  | 2983.4 | 2983.4 | 2983.4 | 2983.4 | 2983.4 | 2983.4 | 2983.4 | 2983.4 | 2983.4 | 2983.4
640 | Wind Peak Average Capacity Percentage (Coastal) |  | WIND_PEAK_PCT_C | % |  |  |  | 63 | 63 | 63 | 63 | 63 | 63 | 63 | 63 | 63 | 63
641
642 | Operational Wind Capacity Sub-total (Panhandle Counties) |  | WIND_OPERATIONAL_P |  |  |  |  | 4198.6 | 4210.6 | 4210.6 | 4210.6 | 4210.6 | 4210.6 | 4210.6 | 4210.6 | 4210.6 | 4210.6
643 | Wind Peak Average Capacity Percentage (Panhandle) |  | WIND_PEAK_PCT_P | % |  |  |  | 29 | 29 | 29 | 29 | 29 | 29 | 29 | 29 | 29 | 29
644
645 | Operational Wind Capacity Sub-total (Other Counties) |  | WIND_OPERATIONAL_O |  |  |  |  | 15600.8 | 15543.8 | 15543.8 | 15543.8 | 15543.8 | 15543.8 | 15543.8 | 15543.8 | 15543.8 | 15543.8
646 | Wind Peak Average Capacity Percentage (Other) |  | WIND_PEAK_PCT_O | % |  |  |  | 16 | 16 | 16 | 16 | 16 | 16 | 16 | 16 | 16 | 16
647
648 | Operational Resources (Solar)
649 | ACACIA SOLAR |  | ACACIA_UNIT_1 | PRESIDIO | SOLAR | WEST | 2012 | 10 | 10 | 10 | 10 | 10 | 10 | 10 | 10 | 10 | 10
650 | BHE SOLAR PEARL PROJECT (SIRIUS 2) |  | SIRIUS_UNIT2 | PECOS | SOLAR | WEST | 2017 | 49.1 | 49.1 | 49.1 | 49.1 | 49.1 | 49.1 | 49.1 | 49.1 | 49.1 | 49.1
651 | BLUEBELL SOLAR (CAPRICORN RIDGE SOLAR) |  | CAPRIDG4_BB_PV | STERLING | SOLAR | WEST | 2019 | 30 | 30 | 30 | 30 | 30 | 30 | 30 | 30 | 30 | 30
652 | BNB LAMESA SOLAR (PHASE I) |  | LMESASLR_UNIT1 | DAWSON | SOLAR | WEST | 2018 | 101.6 | 101.6 | 101.6 | 101.6 | 101.6 | 101.6 | 101.6 | 101.6 | 101.6 | 101.6
653 | BNB LAMESA SOLAR (PHASE II) |  | LMESASLR_IVORY | DAWSON | SOLAR | WEST | 2018 | 50 | 50 | 50 | 50 | 50 | 50 | 50 | 50 | 50 | 50
654 | CASTLE GAP SOLAR |  | CASL_GAP_UNIT1 | UPTON | SOLAR | WEST | 2018 | 180 | 180 | 180 | 180 | 180 | 180 | 180 | 180 | 180 | 180
655 | FS BARILLA SOLAR-PECOS |  | HOVEY_UNIT1 | PECOS | SOLAR | WEST | 2015 | 22 | 22 | 22 | 22 | 22 | 22 | 22 | 22 | 22 | 22
656 | FS EAST PECOS SOLAR |  | BOOTLEG_UNIT1 | PECOS | SOLAR | WEST | 2017 | 121.1 | 121.1 | 121.1 | 121.1 | 121.1 | 121.1 | 121.1 | 121.1 | 121.1 | 121.1
657 | OCI ALAMO 1 SOLAR |  | OCI_ALM1_UNIT1 | BEXAR | SOLAR | SOUTH | 2013 | 39.2 | 39.2 | 39.2 | 39.2 | 39.2 | 39.2 | 39.2 | 39.2 | 39.2 | 39.2
658 | OCI ALAMO 4 SOLAR-BRACKETVILLE |  | ECLIPSE_UNIT1 | KINNEY | SOLAR | SOUTH | 2014 | 37.6 | 37.6 | 37.6 | 37.6 | 37.6 | 37.6 | 37.6 | 37.6 | 37.6 | 37.6
659 | OCI ALAMO 5 (DOWNIE RANCH) |  | HELIOS_UNIT1 | UVALDE | SOLAR | SOUTH | 2015 | 95 | 95 | 95 | 95 | 95 | 95 | 95 | 95 | 95 | 95
660 | OCI ALAMO 6 (SIRIUS/WEST TEXAS) |  | SIRIUS_UNIT1 | PECOS | SOLAR | WEST | 2017 | 110.2 | 110.2 | 110.2 | 110.2 | 110.2 | 110.2 | 110.2 | 110.2 | 110.2 | 110.2
661 | OCI ALAMO 7 (PAINT CREEK) |  | SOLARA_UNIT1 | HASKELL | SOLAR | WEST | 2016 | 112 | 112 | 112 | 112 | 112 | 112 | 112 | 112 | 112 | 112
662 | PHOEBE SOLAR 1 |  | PHOEBE_UNIT1 | WINKLER | SOLAR | WEST | 2019 | 125.04 | 125.04 | 125.04 | 125.04 | 125.04 | 125.04 | 125.04 | 125.04 | 125.04 | 125.04
663 | PHOEBE SOLAR 2 |  | PHOEBE_UNIT2 | WINKLER | SOLAR | WEST | 2019 | 127.95 | 127.95 | 127.95 | 127.95 | 127.95 | 127.95 | 127.95 | 127.95 | 127.95 | 127.95
664 | RE ROSEROCK SOLAR 1 |  | REROCK_UNIT1 | PECOS | SOLAR | WEST | 2016 | 78.8 | 78.8 | 78.8 | 78.8 | 78.8 | 78.8 | 78.8 | 78.8 | 78.8 | 78.8
665 | RE ROSEROCK SOLAR 2 |  | REROCK_UNIT2 | PECOS | SOLAR | WEST | 2016 | 78.8 | 78.8 | 78.8 | 78.8 | 78.8 | 78.8 | 78.8 | 78.8 | 78.8 | 78.8
666 | RIGGINS (SE BUCKTHORN WESTEX SOLAR) |  | RIGGINS_UNIT1 | PECOS | SOLAR | WEST | 2018 | 150 | 150 | 150 | 150 | 150 | 150 | 150 | 150 | 150 | 150
667 | SOLAIREHOLMAN 1 |  | LASSO_UNIT1 | BREWSTER | SOLAR | WEST | 2018 | 50 | 50 | 50 | 50 | 50 | 50 | 50 | 50 | 50 | 50
668 | SP-TX-12-PHASE B |  | SPTX12B_UNIT1 | UPTON | SOLAR | WEST | 2017 | 157.5 | 157.5 | 157.5 | 157.5 | 157.5 | 157.5 | 157.5 | 157.5 | 157.5 | 157.5
669 | WAYMARK SOLAR |  | WAYMARK_UNIT1 | UPTON | SOLAR | WEST | 2018 | 182 | 182 | 182 | 182 | 182 | 182 | 182 | 182 | 182 | 182
670 | WEBBERVILLE SOLAR |  | WEBBER_S_WSP1 | TRAVIS | SOLAR | SOUTH | 2011 | 26.7 | 26.7 | 26.7 | 26.7 | 26.7 | 26.7 | 26.7 | 26.7 | 26.7 | 26.7
671 | ALEXIS SOLAR |  | DG_ALEXIS_ALEXIS | BROOKS | SOLAR | SOUTH | 2019 | 10 | 10 | 10 | 10 | 10 | 10 | 10 | 10 | 10 | 10
672 | BECK 1 |  | DG_CECSOLAR_DG_BECK1 | BEXAR | SOLAR | SOUTH | 2016 | bar: 2020 to 2029
673 | BLUE WING 1 SOLAR |  | DG_BROOK_1UNIT | BEXAR | SOLAR | SOUTH | 2010 | 7.6 | 7.6 | 7.6 | 7.6 | 7.6 | 7.6 | 7.6 | 7.6 | 7.6 | 7.6
674 | BLUE WING 2 SOLAR |  | DG_ELMEN_1UNIT | BEXAR | SOLAR | SOUTH | 2010 | 7.3 | 7.3 | 7.3 | 7.3 | 7.3 | 7.3 | 7.3 | 7.3 | 7.3 | 7.3
675 | BOVINE SOLAR LLC |  | DG_BOVINE_BOVINE | AUSTIN | SOLAR | SOUTH | 2018 | 5 | 5 | 5 | 5 | 5 | 5 | 5 | 5 | 5 | 5
676 | BOVINE SOLAR LLC |  | DG_BOVINE2_BOVINE2 | AUSTIN | SOLAR | SOUTH | 2018 | 5 | 5 | 5 | 5 | 5 | 5 | 5 | 5 | 5 | 5
677 | BRONSON SOLAR I |  | DG_BRNSN_BRNSN | FORT BEND | SOLAR | HOUSTON | 2018 | 5 | 5 | 5 | 5 | 5 | 5 | 5 | 5 | 5 | 5
678 | BRONSON SOLAR II |  | DG_BRNSN2_BRNSN2 | FORT BEND | SOLAR | HOUSTON | 2018 | 5 | 5 | 5 | 5 | 5 | 5 | 5 | 5 | 5 | 5
679 | CASCADE SOLAR I |  | DG_CASCADE_CASCADE | WHARTON | SOLAR | SOUTH | 2018 | 5 | 5 | 5 | 5 | 5 | 5 | 5 | 5 | 5 | 5
680 | CASCADE SOLAR II |  | DG_CASCADE2_CASCADE2 | WHARTON | SOLAR | SOUTH | 2018 | 5 | 5 | 5 | 5 | 5 | 5 | 5 | 5 | 5 | 5
681 | CHISUM SOLAR |  | DG_CHISUM_CHISUM | LAMAR | SOLAR | NORTH | 2018 | 10 | 10 | 10 | 10 | 10 | 10 | 10 | 10 | 10 | 10
682 | COMMERCE_SOLAR |  | DG_ X443PV1_SWRI_PV1 | BEXAR | SOLAR | SOUTH | 2019 | 5 | 5 | 5 | 5 | 5 | 5 | 5 | 5 | 5 | 5
683 | EDDY SOLAR II |  | DG_EDDYII_EDDYII | MCLENNAN | SOLAR | NORTH | 2018 | 10 | 10 | 10 | 10 | 10 | 10 | 10 | 10 | 10 | 10
684 | FIFTH GENERATION SOLAR 1 |  | DG_FGSOLAR1 | TRAVIS | SOLAR | SOUTH | 2016 | 1.6 | 1.6 | 1.6 | 1.6 | 1.6 | 1.6 | 1.6 | 1.6 | 1.6 | 1.6
685 | GRIFFIN SOLAR |  | DG_GRIFFIN_GRIFFIN | MCLEENNAN | SOLAR | NORTH | 2019 | 5 | 5 | 5 | 5 | 5 | 5 | 5 | 5 | 5 | 5
686 | HIGHWAY 56 |  | DG_HWY56_HWY56 | GRAYSON | SOLAR | NORTH | 2017 | 5.3 | 5.3 | 5.3 | 5.3 | 5.3 | 5.3 | 5.3 | 5.3 | 5.3 | 5.3
687 | HM SEALY SOLAR 1 |  | DG_SEALY_1UNIT | AUSTIN | SOLAR | SOUTH | 2015 | 1.6 | 1.6 | 1.6 | 1.6 | 1.6 | 1.6 | 1.6 | 1.6 | 1.6 | 1.6
688 | LAMPWICK SOLAR |  | DG_LAMPWICK_LAMPWICK | MENARD | SOLAR | SOUTH | 2019 | 5 | 5 | 5 | 5 | 5 | 5 | 5 | 5 | 5 | 5
689 | LEON |  | DG_LEON_LEON | HUNT | SOLAR | NORTH | 2017 | 10 | 10 | 10 | 10 | 10 | 10 | 10 | 10 | 10 | 10
690 | MARLIN |  | DG_MARLIN_MARLIN | FALLS | SOLAR | NORTH | 2017 | 5.3 | 5.3 | 5.3 | 5.3 | 5.3 | 5.3 | 5.3 | 5.3 | 5.3 | 5.3
691 | MARS SOLAR (DG) |  | DG_MARS_MARS | WEBB | SOLAR | SOUTH | 2019 | 10 | 10 | 10 | 10 | 10 | 10 | 10 | 10 | 10 | 10
692 | NORTH GAINESVILLE |  | DG_NGNSVL_NGAINESV | COOKE | SOLAR | NORTH | 2017 | 5.2 | 5.2 | 5.2 | 5.2 | 5.2 | 5.2 | 5.2 | 5.2 | 5.2 | 5.2
693 | OCI ALAMO 2 SOLAR-ST. HEDWIG |  | DG_STHWG_UNIT1 | BEXAR | SOLAR | SOUTH | 2014 | 4.4 | 4.4 | 4.4 | 4.4 | 4.4 | 4.4 | 4.4 | 4.4 | 4.4 | 4.4
694 | OCI ALAMO 3-WALZEM SOLAR |  | DG_WALZM_UNIT1 | BEXAR | SOLAR | SOUTH | 2014 | 5.5 | 5.5 | 5.5 | 5.5 | 5.5 | 5.5 | 5.5 | 5.5 | 5.5 | 5.5
695 | POWERFIN KINGSBERY |  | DG_PFK_PFKPV | TRAVIS | SOLAR | SOUTH | 2017 | 2.6 | 2.6 | 2.6 | 2.6 | 2.6 | 2.6 | 2.6 | 2.6 | 2.6 | 2.6
696 | RENEWABLE ENERGY ALTERNATIVES-CCS1 |  | DG_COSERVSS_CCS1 | DENTON | SOLAR | NORTH | 2015 | 2 | 2 | 2 | 2 | 2 | 2 | 2 | 2 | 2 | 2
697 | STERLING |  | DG_STRLING_STRLING | HUNT | SOLAR | NORTH | 2018 | 10 | 10 | 10 | 10 | 10 | 10 | 10 | 10 | 10 | 10
698 | SUNEDISON RABEL ROAD SOLAR |  | DG_VALL1_1UNIT | BEXAR | SOLAR | SOUTH | 2012 | 9.9 | 9.9 | 9.9 | 9.9 | 9.9 | 9.9 | 9.9 | 9.9 | 9.9 | 9.9
699 | SUNEDISON VALLEY ROAD SOLAR |  | DG_VALL2_1UNIT | BEXAR | SOLAR | SOUTH | 2012 | 9.9 | 9.9 | 9.9 | 9.9 | 9.9 | 9.9 | 9.9 | 9.9 | 9.9 | 9.9
700 | SUNEDISON CPS3 SOMERSET 1 SOLAR |  | DG_SOME1_1UNIT | BEXAR | SOLAR | SOUTH | 2012 | 5.6 | 5.6 | 5.6 | 5.6 | 5.6 | 5.6 | 5.6 | 5.6 | 5.6 | 5.6
701 | SUNEDISON SOMERSET 2 SOLAR |  | DG_SOME2_1UNIT | BEXAR | SOLAR | SOUTH | 2012 | 5 | 5 | 5 | 5 | 5 | 5 | 5 | 5 | 5 | 5
702 | WALNUT SPRINGS |  | DG_WLNTSPRG_1UNIT | BOSQUE | SOLAR | NORTH | 2016 | 10 | 10 | 10 | 10 | 10 | 10 | 10 | 10 | 10 | 10
703 | WEST MOORE II |  | DG_WMOOREII_WMOOREII | GRAYSON | SOLAR | NORTH | 2018 | 5 | 5 | 5 | 5 | 5 | 5 | 5 | 5 | 5 | 5
704 | WHITESBORO |  | DG_WBORO_WHTSBORO | GRAYSON | SOLAR | NORTH | 2017 | 5 | 5 | 5 | 5 | 5 | 5 | 5 | 5 | 5 | 5
705 | WHITESBORO II |  | DG_WBOROII_WHBOROII | GRAYSON | SOLAR | NORTH | 2017 | 5 | 5 | 5 | 5 | 5 | 5 | 5 | 5 | 5 | 5
706 | WHITEWRIGHT |  | DG_WHTRT_WHTRGHT | FANNIN | SOLAR | NORTH | 2017 | 10 | 10 | 10 | 10 | 10 | 10 | 10 | 10 | 10 | 10
707 | WHITNEY SOLAR |  | DG_WHITNEY_SOLAR1 | BOSQUE | SOLAR | NORTH | 2017 | 10 | 10 | 10 | 10 | 10 | 10 | 10 | 10 | 10 | 10
708 | YELLOW JACKET SOLAR |  | DG_YLWJACKET_YLWJACKET | BOSQUE | SOLAR | NORTH | 2018 | 5 | 5 | 5 | 5 | 5 | 5 | 5 | 5 | 5 | 5
709 | Operational Capacity Total (Solar) | [6 empty] | 2169.39 | 2169.39 | 2169.39 | 2169.39 | 2169.39 | 2169.39 | 2169.39 | 2169.39 | 2169.39 | 2169.39
710 | Solar Peak Average Capacity Percentage |  | SOLAR_PEAK_PCT | % |  |  |  | 76 | 76 | 76 | 76 | 76 | 76 | 76 | 76 | 76 | 76
711
712 | Operational Resources (Storage)
713 | BLUE SUMMIT BATTERY |  | BLSUMMIT_BATTERY | WILBARGER | STORAGE | WEST | 2017 | 30 | 30 | 30 | 30 | 30 | 30 | 30 | 30 | 30 | 30
714 | CASTLE GAP BATTERY |  | CASL_GAP_BATTERY1 | UPTON | STORAGE | WEST | 2019 | 9.9 | 9.9 | 9.9 | 9.9 | 9.9 | 9.9 | 9.9 | 9.9 | 9.9 | 9.9
715 | INADALE ESS |  | INDL_ESS | NOLAN | STORAGE | WEST | 2018 | 9.9 | 9.9 | 9.9 | 9.9 | 9.9 | 9.9 | 9.9 | 9.9 | 9.9 | 9.9
716 | NOTREES BATTERY FACILITY |  | NWF_NBS | WINKLER | STORAGE | WEST | 2013 | 33.7 | 33.7 | 33.7 | 33.7 | 33.7 | 33.7 | 33.7 | 33.7 | 33.7 | 33.7
717 | OCI ALAMO 1 |  | OCI_ALM1_ASTRO1 | BEXAR | STORAGE | SOUTH | 2016 | bar: 2020 to 2029
718 | PYRON ESS |  | PYR_ESS | SCURRY | STORAGE | WEST | 2018 | 9.9 | 9.9 | 9.9 | 9.9 | 9.9 | 9.9 | 9.9 | 9.9 | 9.9 | 9.9
719 | YOUNICOS FACILITY |  | YOUNICOS_YINC1_1 | TRAVIS | STORAGE | SOUTH | 2015 | 2 | 2 | 2 | 2 | 2 | 2 | 2 | 2 | 2 | 2
720 | KINGSBERY ENERGY STORAGE SYSTEM |  | DG_KB_ESS_KB_ESS | TRAVIS | STORAGE | SOUTH | 2017 | 1.5 | 1.5 | 1.5 | 1.5 | 1.5 | 1.5 | 1.5 | 1.5 | 1.5 | 1.5
721 | MU ENERGY STORAGE SYSTEM |  | DG_MU_ESS_MU_ESS | TRAVIS | STORAGE | SOUTH | 2018 | 1.5 | 1.5 | 1.5 | 1.5 | 1.5 | 1.5 | 1.5 | 1.5 | 1.5 | 1.5
722 | TOS BATTERY STORAGE |  | DG_TOSBATT_UNIT1 | MIDLAND | STORAGE | WEST | 2017 | 2 | 2 | 2 | 2 | 2 | 2 | 2 | 2 | 2 | 2
723 | Operational Capacity Total (Storage) | [6 empty] | 101.4 | 101.4 | 101.4 | 101.4 | 101.4 | 101.4 | 101.4 | 101.4 | 101.4 | 101.4
724 | Storage Peak Average Capacity Percentage |  | STORAGE_PEAK_PCT | % |  |  |  | 0 | 0 | 0 | 0 | 0 | 0 | 0 | 0 | 0 | 0
725
726 | Reliability Must-Run (RMR) Capacity |  | RMR_CAP_CONT |  | GAS |  |  | 0 | 0 | 0 | 0 | 0 | 0 | 0 | 0 | 0 | 0
727
728 | Capacity Pending Retirement |  | PENDRETIRE_CAP |  |  |  |  | 0 | 0 | 0 | 0 | 0 | 0 | 0 | 0 | 0 | 0
729
730 | Non-Synchronous Tie Resources
731 | EAST TIE |  | DC_E | FANNIN | OTHER | NORTH |  | 600 | 600 | 600 | 600 | 600 | 600 | 600 | 600 | 600 | 600
732 | NORTH TIE |  | DC_N | WILBARGER | OTHER | WEST |  | 220 | 220 | 220 | 220 | 220 | 220 | 220 | 220 | 220 | 220
733 | EAGLE PASS TIE |  | DC_S | MAVERICK | OTHER | SOUTH |  | 30 | 30 | 30 | 30 | 30 | 30 | 30 | 30 | 30 | 30
734 | LAREDO VFT TIE |  | DC_L | WEBB | OTHER | SOUTH |  | 100 | 100 | 100 | 100 | 100 | 100 | 100 | 100 | 100 | 100
735 | SHARYLAND RAILROAD TIE |  | DC_R | HIDALGO | OTHER | SOUTH |  | 300 | 300 | 300 | 300 | 300 | 300 | 300 | 300 | 300 | 300
736 | Non-Synchronous Ties Total | [6 empty] | 1250 | 1250 | 1250 | 1250 | 1250 | 1250 | 1250 | 1250 | 1250 | 1250
737 | Non-Synchronous Ties Peak Average Capacity Percentage |  | DCTIE_PEAK_PCT | % |  |  |  | 68 | 68 | 68 | 68 | 68 | 68 | 68 | 68 | 68 | 68
738
739 | Planned Thermal Resources with Executed SGIA, Air Permit, GHG Permit and Proof of Adequate Water Supplies
740 | FRIENDSWOOD II | 19INR0180 |  | BRAZORIA | GAS | COASTAL | 2021 | 0 | 117 | 117 | 117 | 117 | 117 | 117 | 117 | 117 | 117
741 | HALYARD WHARTON ENERGY CENTER | 16INR0044 |  | WHARTON | GAS | SOUTH | 2021 | 0 | 484 | 484 | 484 | 484 | 484 | 484 | 484 | 484 | 484
742 | HUDSON (BRAZORIA ENERGY G) | 16INR0076 |  | BRAZORIA | GAS | COASTAL | 2019 | 90 | 90 | 90 | 90 | 90 | 90 | 90 | 90 | 90 | 90
743 | LEVEE (FREEPORT LNG) | 16INR0003 |  | BRAZORIA | GAS | COASTAL | 2019 | 11 | 11 | 11 | 11 | 11 | 11 | 11 | 11 | 11 | 11
744 | MIRAGE | 17INR0022 |  | HARRIS | GAS | HOUSTON | 2020 | 11 | 11 | 11 | 11 | 11 | 11 | 11 | 11 | 11 | 11
745 | VICTORIA CITY (CITYVICT) | 18INR0035 |  | REFUGIO | GAS | COASTAL | 2019 | 100 | 100 | 100 | 100 | 100 | 100 | 100 | 100 | 100 | 100
746 | Planned Capacity Total (Nuclear, Coal, Gas, Biomass) | [6 empty] | 212 | 813 | 813 | 813 | 813 | 813 | 813 | 813 | 813 | 813
747
748 | Planned Wind Resources with Executed SGIA
749 | CHALUPA WIND | 20INR0042 |  | CAMERON | WIND-C | COASTAL | 2020 | 0 | 174 | 174 | 174 | 174 | 174 | 174 | 174 | 174 | 174
750 | CHOCOLATE BAYOU W | 16INR0074 |  | BRAZORIA | WIND-C | COASTAL | 2021 | 0 | 149.5 | 149.5 | 149.5 | 149.5 | 149.5 | 149.5 | 149.5 | 149.5 | 149.5
751 | CRANEL WIND | 19INR0112 |  | REFUGIO | WIND-C | COASTAL | 2020 | 220 | 220 | 220 | 220 | 220 | 220 | 220 | 220 | 220 | 220
752 | EAST RAYMOND WIND | 18INR0059 |  | WILLACY | WIND-C | COASTAL | 2020 | 0 | 201.6 | 201.6 | 201.6 | 201.6 | 201.6 | 201.6 | 201.6 | 201.6 | 201.6
753 | KARANKAWA WIND | 18INR0014 |  | SAN PATRICIO | WIND-C | COASTAL | 2019 | 206.6 | 206.6 | 206.6 | 206.6 | 206.6 | 206.6 | 206.6 | 206.6 | 206.6 | 206.6
754 | KARANKAWA WIND 2 | 19INR0074 |  | SAN PATRICIO | WIND-C | COASTAL | 2019 | 101 | 101 | 101 | 101 | 101 | 101 | 101 | 101 | 101 | 101
755 | LAS MAJADAS WIND | 17INR0035 |  | WILLACY | WIND-C | COASTAL | 2020 | 0 | 272.8 | 272.8 | 272.8 | 272.8 | 272.8 | 272.8 | 272.8 | 272.8 | 272.8
756 | PALMAS ALTAS WIND | 17INR0037 |  | CAMERON | WIND-C | COASTAL | 2019 | 144.9 | 144.9 | 144.9 | 144.9 | 144.9 | 144.9 | 144.9 | 144.9 | 144.9 | 144.9
757 | PEYTON CREEK WIND | 18INR0018 |  | MATAGORDA | WIND-C | COASTAL | 2019 | 151.2 | 151.2 | 151.2 | 151.2 | 151.2 | 151.2 | 151.2 | 151.2 | 151.2 | 151.2
758 | SHAFFER (PATRIOT WIND/PETRONILLA) | 11INR0062 |  | NUECES | WIND-C | COASTAL | 2019 | 226 | 226 | 226 | 226 | 226 | 226 | 226 | 226 | 226 | 226
759 | WEST RAYMOND (EL TRUENO) WIND | 20INR0088 |  | WILLACY | WIND-C | COASTAL | 2020 | 0 | 239.8 | 239.8 | 239.8 | 239.8 | 239.8 | 239.8 | 239.8 | 239.8 | 239.8
760 | ARMSTRONG WIND | 18INR0029 |  | ARMSTRONG | WIND-P | PANHANDLE | 2020 | 253 | 253 | 253 | 253 | 253 | 253 | 253 | 253 | 253 | 253
761 | CANADIAN BREAKS WIND | 13INR0026 |  | OLDHAM | WIND-P | PANHANDLE | 2019 | 210 | 210 | 210 | 210 | 210 | 210 | 210 | 210 | 210 | 210
762 | GOODNIGHT WIND | 14INR0033 |  | ARMSTRONG | WIND-P | PANHANDLE | 2020 | 0 | 504.4 | 504.4 | 504.4 | 504.4 | 504.4 | 504.4 | 504.4 | 504.4 | 504.4
763 | HART WIND | 16INR0033 |  | CASTRO | WIND-P | PANHANDLE | 2021 | 0 | 0 | 150 | 150 | 150 | 150 | 150 | 150 | 150 | 150
764 | MARIAH DEL ESTE | 13INR0010a |  | PARMER | WIND-P | PANHANDLE | 2020 | 0 | 152.5 | 152.5 | 152.5 | 152.5 | 152.5 | 152.5 | 152.5 | 152.5 | 152.5
765 | NORTHDRAW WIND | 13INR0025 |  | RANDALL | WIND-P | PANHANDLE | 2020 | 0 | 150 | 150 | 150 | 150 | 150 | 150 | 150 | 150 | 150
766 | PANHANDLE WIND 3 | 14INR0030c |  | CARSON | WIND-P | PANHANDLE | 2022 | 0 | 0 | 0 | 248 | 248 | 248 | 248 | 248 | 248 | 248
767 | PUMPKIN FARM WIND | 16INR0037c |  | FLOYD | WIND-P | PANHANDLE | 2020 | 0 | 280.9 | 280.9 | 280.9 | 280.9 | 280.9 | 280.9 | 280.9 | 280.9 | 280.9
768 | WILDROSE WIND (SWISHER WIND) | 13INR0038 |  | SWISHER | WIND-P | PANHANDLE | 2021 | 0 | 0 | 302.5 | 302.5 | 302.5 | 302.5 | 302.5 | 302.5 | 302.5 | 302.5
769 | AVIATOR WIND | 19INR0156 |  | COKE | WIND-O | WEST | 2020 | 0 | 525 | 525 | 525 | 525 | 525 | 525 | 525 | 525 | 525
770 | BAIRD NORTH WIND | 20INR0083 |  | CALLAHAN | WIND-O | WEST | 2021 | 0 | 0 | 293.5 | 293.5 | 293.5 | 293.5 | 293.5 | 293.5 | 293.5 | 293.5
771 | BARROW RANCH (JUMBO HILL WIND) | 18INR0038 |  | ANDREWS | WIND-O | WEST | 2020 | 160 | 160 | 160 | 160 | 160 | 160 | 160 | 160 | 160 | 160
772 | BIG SAMPSON WIND | 16INR0104 |  | CROCKETT | WIND-O | WEST | 2021 | 0 | 0 | 400 | 400 | 400 | 400 | 400 | 400 | 400 | 400
773 | BLACKJACK CREEK WIND | 20INR0068 |  | BEE | WIND-O | SOUTH | 2020 | 0 | 239.8 | 239.8 | 239.8 | 239.8 | 239.8 | 239.8 | 239.8 | 239.8 | 239.8
774 | BLUE SUMMIT WIND 2 | 18INR0070 |  | WILBARGER | WIND-O | WEST | 2019 | 102 | 102 | 102 | 102 | 102 | 102 | 102 | 102 | 102 | 102
775 | BLUE SUMMIT WIND 3 | 19INR0182 |  | WILBARGER | WIND-O | WEST | 2020 | 0 | 200 | 200 | 200 | 200 | 200 | 200 | 200 | 200 | 200
776 | CABEZON WIND (RIO BRAVO I WIND) | 17INR0005 |  | STARR | WIND-O | SOUTH | 2019 | 237.6 | 237.6 | 237.6 | 237.6 | 237.6 | 237.6 | 237.6 | 237.6 | 237.6 | 237.6
777 | CACTUS FLATS WIND | 16INR0086 |  | CONCHO | WIND-O | WEST | 2019 | 148.4 | 148.4 | 148.4 | 148.4 | 148.4 | 148.4 | 148.4 | 148.4 | 148.4 | 148.4
778 | CANYON WIND | 18INR0030 |  | SCURRY | WIND-O | WEST | 2021 | 0 | 360 | 360 | 360 | 360 | 360 | 360 | 360 | 360 | 360
779 | COYOTE WIND | 17INR0027b |  | SCURRY | WIND-O | WEST | 2020 | 0 | 242.5 | 242.5 | 242.5 | 242.5 | 242.5 | 242.5 | 242.5 | 242.5 | 242.5
780 | EDMONDSON RANCH WIND | 18INR0043 |  | GLASSCOCK | WIND-O | WEST | 2020 | 0 | 292.5 | 292.5 | 292.5 | 292.5 | 292.5 | 292.5 | 292.5 | 292.5 | 292.5
781 | FOARD CITY WIND | 19INR0019 |  | FOARD | WIND-O | WEST | 2019 | 350 | 350 | 350 | 350 | 350 | 350 | 350 | 350 | 350 | 350
782 | GOPHER CREEK WIND | 18INR0067 |  | BORDEN | WIND-O | WEST | 2019 | 158 | 158 | 158 | 158 | 158 | 158 | 158 | 158 | 158 | 158
783 | GRIFFIN TRAIL WIND | 20INR0052 |  | KNOX | WIND-O | WEST | 2020 | 0 | 201.6 | 201.6 | 201.6 | 201.6 | 201.6 | 201.6 | 201.6 | 201.6 | 201.6
784 | HARALD (BEARKAT WIND B) | 15INR0064b |  | GLASSCOCK | WIND-O | WEST | 2020 | 162.1 | 162.1 | 162.1 | 162.1 | 162.1 | 162.1 | 162.1 | 162.1 | 162.1 | 162.1
785 | HIDALGO II WIND | 19INR0053 |  | HIDALGO | WIND-O | SOUTH | 2019 | 51 | 51 | 51 | 51 | 51 | 51 | 51 | 51 | 51 | 51
786 | HIGH LONESOME W | 19INR0038 |  | CROCKETT | WIND-O | WEST | 2019 | 449.5 | 449.5 | 449.5 | 449.5 | 449.5 | 449.5 | 449.5 | 449.5 | 449.5 | 449.5
787 | HIGH LONESOME WIND PHASE II | 20INR0262 |  | CROCKETT | WIND-O | WEST | 2020 | 50.6 | 50.6 | 50.6 | 50.6 | 50.6 | 50.6 | 50.6 | 50.6 | 50.6 | 50.6
788 | KAISER CREEK WIND | 18INR0042 |  | CALLAHAN | WIND-O | WEST | 2020 | 0 | 101.5 | 101.5 | 101.5 | 101.5 | 101.5 | 101.5 | 101.5 | 101.5 | 101.5
789 | KONTIKI 1 WIND (ERIK) | 19INR0099a |  | GLASSCOCK | WIND-O | WEST | 2021 | 0 | 0 | 255.3 | 255.3 | 255.3 | 255.3 | 255.3 | 255.3 | 255.3 | 255.3
790 | KONTIKI 2 WIND (ERNEST) | 19INR0099b |  | GLASSCOCK | WIND-O | WEST | 2022 | 0 | 0 | 0 | 255.3 | 255.3 | 255.3 | 255.3 | 255.3 | 255.3 | 255.3
791 | LAS LOMAS WIND | 16INR0111 |  | STARR | WIND-O | SOUTH | 2020 | 0 | 200 | 200 | 200 | 200 | 200 | 200 | 200 | 200 | 200
792 | LOMA PINTA WIND | 16INR0112 |  | LA SALLE | WIND-O | SOUTH | 2020 | 200 | 200 | 200 | 200 | 200 | 200 | 200 | 200 | 200 | 200
793 | LORAINE WINDPARK PHASE III | 18INR0068 |  | MITCHELL | WIND-O | WEST | 2021 | 0 | 100 | 100 | 100 | 100 | 100 | 100 | 100 | 100 | 100
794 | MAVERICK CREEK I | 20INR0045 |  | CONCHO | WIND-O | WEST | 2020 | 0 | 373.2 | 373.2 | 373.2 | 373.2 | 373.2 | 373.2 | 373.2 | 373.2 | 373.2
795 | MAVERICK CREEK II | 20INR0046 |  | CONCHO | WIND-O | WEST | 2020 | 0 | 118.8 | 118.8 | 118.8 | 118.8 | 118.8 | 118.8 | 118.8 | 118.8 | 118.8
796 | MESTENO WIND | 16INR0081 |  | STARR | WIND-O | SOUTH | 2020 | 201.6 | 201.6 | 201.6 | 201.6 | 201.6 | 201.6 | 201.6 | 201.6 | 201.6 | 201.6
797 | OVEJA WIND | 18INR0033 |  | IRION | WIND-O | WEST | 2019 | 300 | 300 | 300 | 300 | 300 | 300 | 300 | 300 | 300 | 300
798 | PRAIRIE HILL WIND | 19INR0100 |  | MCLENNAN | WIND-O | NORTH | 2020 | 0 | 300 | 300 | 300 | 300 | 300 | 300 | 300 | 300 | 300
799 | RANCHERO WIND | 20INR0011 |  | CROCKETT | WIND-O | WEST | 2019 | 300 | 300 | 300 | 300 | 300 | 300 | 300 | 300 | 300 | 300
800 | RELOJ DEL SOL WIND | 17INR0025 |  | ZAPATA | WIND-O | SOUTH | 2020 | 0 | 202 | 202 | 202 | 202 | 202 | 202 | 202 | 202 | 202
801 | RTS 2 WIND (HEART OF TEXAS WIND) | 18INR0016 |  | MCCULLOCH | WIND-O | SOUTH | 2020 | 0 | 179.91 | 179.91 | 179.91 | 179.91 | 179.91 | 179.91 | 179.91 | 179.91 | 179.91
802 | SAGE DRAW WIND | 19INR0163 |  | LYNN | WIND-O | WEST | 2020 | 338 | 338 | 338 | 338 | 338 | 338 | 338 | 338 | 338 | 338
803 | TG EAST WIND | 19INR0052 |  | KNOX | WIND-O | WEST | 2021 | 0 | 0 | 326 | 326 | 326 | 326 | 326 | 326 | 326 | 326
804 | VERA WIND | 19INR0051 |  | KNOX | WIND-O | WEST | 2020 | 0 | 242.8 | 242.8 | 242.8 | 242.8 | 242.8 | 242.8 | 242.8 | 242.8 | 242.8
805 | WHITE MESA WIND | 19INR0128 |  | CROCKETT | WIND-O | WEST | 2020 | 0 | 500 | 500 | 500 | 500 | 500 | 500 | 500 | 500 | 500
806 | WHITEHORSE WIND | 19INR0080 |  | FISHER | WIND-O | WEST | 2020 | 418.9 | 418.9 | 418.9 | 418.9 | 418.9 | 418.9 | 418.9 | 418.9 | 418.9 | 418.9
807 | WILSON RANCH (INFINITY LIVE OAK WIND) | 12INR0060 |  | SCHLEICHER | WIND-O | WEST | 2020 | 199.5 | 199.5 | 199.5 | 199.5 | 199.5 | 199.5 | 199.5 | 199.5 | 199.5 | 199.5
808 | WKN AMADEUS WIND | 14INR0009 |  | FISHER | WIND-O | WEST | 2020 | 250.1 | 250.1 | 250.1 | 250.1 | 250.1 | 250.1 | 250.1 | 250.1 | 250.1 | 250.1
809 | Planned Capacity Total (Wind) | [6 empty] | 5590 | 12095.11 | 13822.41 | 14325.71 | 14325.71 | 14325.71 | 14325.71 | 14325.71 | 14325.71 | 14325.71
810
811 | Planned Wind Capacity Sub-total (Coastal Counties) |  | WIND_PLANNED_C |  |  |  |  | 1049.7 | 2087.4 | 2087.4 | 2087.4 | 2087.4 | 2087.4 | 2087.4 | 2087.4 | 2087.4 | 2087.4
812 | Wind Peak Average Capacity Percentage (Coastal) |  | WIND_PL_PEAK_PCT_C | % |  |  |  | 63 | 63 | 63 | 63 | 63 | 63 | 63 | 63 | 63 | 63
813
814 | Planned Wind Capacity Sub-total (Panhandle Counties) |  | WIND_PLANNED_P |  |  |  |  | 463 | 1550.8 | 2003.3 | 2251.3 | 2251.3 | 2251.3 | 2251.3 | 2251.3 | 2251.3 | 2251.3
815 | Wind Peak Average Capacity Percentage (Panhandle) |  | WIND_PL_PEAK_PCT_P | % |  |  |  | 29 | 29 | 29 | 29 | 29 | 29 | 29 | 29 | 29 | 29
816
817 | Planned Wind Capacity Sub-total (Other counties) |  | WIND_PLANNED_O |  |  |  |  | 4077.3 | 8456.91 | 9731.71 | 9987.01 | 9987.01 | 9987.01 | 9987.01 | 9987.01 | 9987.01 | 9987.01
818 | Wind Peak Average Capacity Percentage (Other) |  | WIND_PL_PEAK_PCT_O | % |  |  |  | 16 | 16 | 16 | 16 | 16 | 16 | 16 | 16 | 16 | 16
819
820 | Planned Solar Resources with Executed SGIA
821 | AGATE SOLAR | 20INR0023 |  | ELLIS | SOLAR | NORTH | 2020 | 0 | 60 | 60 | 60 | 60 | 60 | 60 | 60 | 60 | 60
822 | ANSON SOLAR | 19INR0081 |  | JONES | SOLAR | WEST | 2020 | 0 | 201.5 | 201.5 | 201.5 | 201.5 | 201.5 | 201.5 | 201.5 | 201.5 | 201.5
823 | ARAGORN SOLAR | 19INR0088 |  | CULBERSON | SOLAR | WEST | 2021 | 0 | 0 | 187.2 | 187.2 | 187.2 | 187.2 | 187.2 | 187.2 | 187.2 | 187.2
824 | BRAVEPOST SOLAR | 20INR0053 |  | TOM GREEN | SOLAR | WEST | 2021 | 0 | 200 | 200 | 200 | 200 | 200 | 200 | 200 | 200 | 200
825 | COTTONWOOD BAYOU | 19INR0134 |  | BRAZORIA | SOLAR | COASTAL | 2021 | 0 | 150 | 150 | 150 | 150 | 150 | 150 | 150 | 150 | 150
826 | ELARA SOLAR | 21INR0276 |  | FRIO | SOLAR | SOUTH | 2021 | 0 | 178 | 178 | 178 | 178 | 178 | 178 | 178 | 178 | 178
827 | EMERALD GROVE SOLAR (PECOS SOLAR POWER I) | 15INR0059 |  | PECOS | SOLAR | WEST | 2021 | 0 | 108 | 108 | 108 | 108 | 108 | 108 | 108 | 108 | 108
828 | FORT BEND SOLAR | 18INR0053 |  | FORT BEND | SOLAR | HOUSTON | 2021 | 0 | 240 | 240 | 240 | 240 | 240 | 240 | 240 | 240 | 240
829 | FOWLER RANCH | 18INR0039 |  | CRANE | SOLAR | WEST | 2020 | 0 | 152.5 | 152.5 | 152.5 | 152.5 | 152.5 | 152.5 | 152.5 | 152.5 | 152.5
830 | GALLOWAY SOLAR | 19INR0121 |  | CONCHO | SOLAR | WEST | 2021 | 0 | 250 | 250 | 250 | 250 | 250 | 250 | 250 | 250 | 250
831 | GARNET SOLAR | 20INR0021 |  | WILLIAMSON | SOLAR | SOUTH | 2020 | 0 | 20 | 20 | 20 | 20 | 20 | 20 | 20 | 20 | 20
832 | GREASEWOOD SOLAR | 19INR0034 |  | PECOS | SOLAR | WEST | 2020 | 0 | 255 | 255 | 255 | 255 | 255 | 255 | 255 | 255 | 255
833 | HOLSTEIN SOLAR | 19INR0009 |  | NOLAN | SOLAR | WEST | 2020 | 204.5 | 204.5 | 204.5 | 204.5 | 204.5 | 204.5 | 204.5 | 204.5 | 204.5 | 204.5
834 | HORIZON SOLAR | 21INR0261 |  | FRIO | SOLAR | SOUTH | 2021 | 0 | 0 | 204.1 | 204.1 | 204.1 | 204.1 | 204.1 | 204.1 | 204.1 | 204.1
835 | HOVEY (BARILLA SOLAR 1B) | 12INR0059b |  | PECOS | SOLAR | WEST | 2019 | 7.4 | 7.4 | 7.4 | 7.4 | 7.4 | 7.4 | 7.4 | 7.4 | 7.4 | 7.4
836 | IMPACT SOLAR | 19INR0151 |  | LAMAR | SOLAR | NORTH | 2020 | 0 | 198.6 | 198.6 | 198.6 | 198.6 | 198.6 | 198.6 | 198.6 | 198.6 | 198.6
837 | IP TITAN | 20INR0032 |  | CULBERSON | SOLAR | WEST | 2021 | 0 | 0 | 270 | 270 | 270 | 270 | 270 | 270 | 270 | 270
838 | JUNO SOLAR | 21INR0026 |  | BORDEN | SOLAR | WEST | 2021 | 0 | 313.2 | 313.2 | 313.2 | 313.2 | 313.2 | 313.2 | 313.2 | 313.2 | 313.2
839 | KELLAM SOLAR | 20INR0261 |  | VAN ZANDT | SOLAR | NORTH | 2020 | 0 | 60 | 60 | 60 | 60 | 60 | 60 | 60 | 60 | 60
840 | LAPETUS SOLAR | 19INR0185 |  | ANDREWS | SOLAR | WEST | 2019 | 100 | 100 | 100 | 100 | 100 | 100 | 100 | 100 | 100 | 100
841 | LILY SOLAR | 19INR0044 |  | KAUFMAN | SOLAR | NORTH | 2020 | 0 | 146 | 146 | 146 | 146 | 146 | 146 | 146 | 146 | 146
842 | LONG DRAW SOLAR | 18INR0055 |  | BORDEN | SOLAR | WEST | 2020 | 0 | 226.7 | 226.7 | 226.7 | 226.7 | 226.7 | 226.7 | 226.7 | 226.7 | 226.7
843 | LONG POINT SOLAR | 19INR0042 |  | BRAZORIA | SOLAR | COASTAL | 2021 | 0 | 0 | 100 | 100 | 100 | 100 | 100 | 100 | 100 | 100
844 | MISAE SOLAR | 18INR0045 |  | CHILDRESS | SOLAR | PANHANDLE | 2019 | 240.8 | 240.8 | 240.8 | 240.8 | 240.8 | 240.8 | 240.8 | 240.8 | 240.8 | 240.8
845 | MISAE SOLAR II | 20INR0091 |  | CHILDRESS | SOLAR | PANHANDLE | 2021 | 0 | 0 | 517.3 | 517.3 | 517.3 | 517.3 | 517.3 | 517.3 | 517.3 | 517.3
846 | MORROW LAKE SOLAR | 19INR0155 |  | FRIO | SOLAR | SOUTH | 2021 | 0 | 200 | 200 | 200 | 200 | 200 | 200 | 200 | 200 | 200
847 | MUSTANG CREEK SOLAR | 18INR0050 |  | JACKSON | SOLAR | SOUTH | 2021 | 0 | 150 | 150 | 150 | 150 | 150 | 150 | 150 | 150 | 150
848 | MYRTLE SOLAR | 19INR0041 |  | BRAZORIA | SOLAR | COASTAL | 2021 | 0 | 240 | 240 | 240 | 240 | 240 | 240 | 240 | 240 | 240
849 | NAZARETH SOLAR | 16INR0049 |  | CASTRO | SOLAR | PANHANDLE | 2021 | 0 | 201 | 201 | 201 | 201 | 201 | 201 | 201 | 201 | 201
850 | NORTON SOLAR | 19INR0035 |  | RUNNELS | SOLAR | WEST | 2021 | 0 | 125 | 125 | 125 | 125 | 125 | 125 | 125 | 125 | 125
851 | OBERON SOLAR | 19INR0083 |  | ECTOR | SOLAR | WEST | 2020 | 180 | 180 | 180 | 180 | 180 | 180 | 180 | 180 | 180 | 180
852 | OXY SOLAR | 19INR0184 |  | ECTOR | SOLAR | WEST | 2020 | 16.2 | 16.2 | 16.2 | 16.2 | 16.2 | 16.2 | 16.2 | 16.2 | 16.2 | 16.2
853 | PFLUGERVILLE SOLAR | 15INR0090 |  | TRAVIS | SOLAR | SOUTH | 2020 | 0 | 144 | 144 | 144 | 144 | 144 | 144 | 144 | 144 | 144
854 | PHOENIX SOLAR | 19INR0091 |  | FANNIN | SOLAR | NORTH | 2021 | 0 | 82.3 | 82.3 | 82.3 | 82.3 | 82.3 | 82.3 | 82.3 | 82.3 | 82.3
855 | PROSPERO SOLAR | 19INR0092 |  | ANDREWS | SOLAR | WEST | 2020 | 0 | 300 | 300 | 300 | 300 | 300 | 300 | 300 | 300 | 300
856 | QUEEN SOLAR | 19INR0102 |  | UPTON | SOLAR | WEST | 2019 | 400 | 400 | 400 | 400 | 400 | 400 | 400 | 400 | 400 | 400
857 | RAMBLER SOLAR | 19INR0114 |  | TOM GREEN | SOLAR | WEST | 2020 | 200 | 200 | 200 | 200 | 200 | 200 | 200 | 200 | 200 | 200
858 | RAYOS DEL SOL | 19INR0045 |  | CAMERON | SOLAR | COASTAL | 2020 | 0 | 150 | 150 | 150 | 150 | 150 | 150 | 150 | 150 | 150
859 | RE MAPLEWOOD 2A SOLAR | 17INR0020a |  | PECOS | SOLAR | WEST | 2021 | 0 | 222 | 222 | 222 | 222 | 222 | 222 | 222 | 222 | 222
860 | RE MAPLEWOOD 2B SOLAR | 17INR0020b |  | PECOS | SOLAR | WEST | 2020 | 0 | 28 | 28 | 28 | 28 | 28 | 28 | 28 | 28 | 28
861 | RE MAPLEWOOD 2C SOLAR | 17INR0020c |  | PECOS | SOLAR | WEST | 2021 | 0 | 0 | 250 | 250 | 250 | 250 | 250 | 250 | 250 | 250
862 | RIPPEY SOLAR | 20INR0031 |  | COOKE | SOLAR | NORTH | 2020 | 0 | 60 | 60 | 60 | 60 | 60 | 60 | 60 | 60 | 60
863 | RODEO SOLAR | 19INR0103 |  | ANDREWS | SOLAR | WEST | 2021 | 0 | 200 | 200 | 200 | 200 | 200 | 200 | 200 | 200 | 200
864 | SHAKES SOLAR | 19INR0073 |  | ZAVALA | SOLAR | SOUTH | 2021 | 0 | 206 | 206 | 206 | 206 | 206 | 206 | 206 | 206 | 206
865 | SODA LAKE SOLAR 1 | 18INR0040 |  | CRANE | SOLAR | WEST | 2021 | 0 | 202.6 | 202.6 | 202.6 | 202.6 | 202.6 | 202.6 | 202.6 | 202.6 | 202.6
866 | SODA LAKE SOLAR 2 | 20INR0143 |  | CRANE | SOLAR | WEST | 2021 | 0 | 203 | 203 | 203 | 203 | 203 | 203 | 203 | 203 | 203
867 | SPINEL SOLAR | 20INR0025 |  | MEDINA | SOLAR | SOUTH | 2020 | 0 | 30 | 30 | 30 | 30 | 30 | 30 | 30 | 30 | 30
868 | TAYGETE II SOLAR | 21INR0233 |  | PECOS | SOLAR | WEST | 2021 | 0 | 256.3 | 256.3 | 256.3 | 256.3 | 256.3 | 256.3 | 256.3 | 256.3 | 256.3
869 | TAYGETE SOLAR | 20INR0054 |  | PECOS | SOLAR | WEST | 2020 | 0 | 255.1 | 255.1 | 255.1 | 255.1 | 255.1 | 255.1 | 255.1 | 255.1 | 255.1
870 | TEXAS SOLAR NOVA | 19INR0001 |  | KENT | SOLAR | WEST | 2021 | 0 | 252.2 | 252.2 | 252.2 | 252.2 | 252.2 | 252.2 | 252.2 | 252.2 | 252.2
871 | UPTON SOLAR | 16INR0114 |  | UPTON | SOLAR | WEST | 2020 | 0 | 104.6 | 104.6 | 104.6 | 104.6 | 104.6 | 104.6 | 104.6 | 104.6 | 104.6
872 | WAGYU SOLAR | 18INR0062 |  | BRAZORIA | SOLAR | COASTAL | 2020 | 120 | 120 | 120 | 120 | 120 | 120 | 120 | 120 | 120 | 120
873 | WEST OF PECOS SOLAR | 14INR0044 |  | REEVES | SOLAR | WEST | 2019 | 100 | 100 | 100 | 100 | 100 | 100 | 100 | 100 | 100 | 100
874 | Planned Capacity Total (Solar) | [6 empty] | 1568.9 | 7940.5 | 9469.1 | 9469.1 | 9469.1 | 9469.1 | 9469.1 | 9469.1 | 9469.1 | 9469.1
875 | Solar Peak Average Capacity Percentage |  | SOLAR_PL_PEAK_PCT | % |  |  |  | 76 | 76 | 76 | 76 | 76 | 76 | 76 | 76 | 76 | 76
876
877 | Planned Storage Resources with Executed SGIA
878 | CHISHOLM GRID | 20INR0089 |  | TARRANT | STORAGE | NORTH | 2020 | 200 | 200 | 200 | 200 | 200 | 200 | 200 | 200 | 200 | 200
879 | COMMERCE ST ESS |  | X443ESS1 | BEXAR | STORAGE | SOUTH | 2020 | 10 | 10 | 10 | 10 | 10 | 10 | 10 | 10 | 10 | 10
880 | FLAT TOP BATTERY |  | FLTBES_BESS1 | REEVES | STORAGE | WEST | 2019 | 9.9 | 9.9 | 9.9 | 9.9 | 9.9 | 9.9 | 9.9 | 9.9 | 9.9 | 9.9
881 | JOHNSON CITY BESS |  | JC_BAT | BLANCO | STORAGE | SOUTH | 2020 | 2.3 | 2.3 | 2.3 | 2.3 | 2.3 | 2.3 | 2.3 | 2.3 | 2.3 | 2.3
882 | PORT LAVACA BATTERY |  | PTLBES_BESS1 | CALHOUN | STORAGE | SOUTH | 2019 | 9.9 | 9.9 | 9.9 | 9.9 | 9.9 | 9.9 | 9.9 | 9.9 | 9.9 | 9.9
883 | PROSPECT STORAGE |  | WCOLLDG_BSS_U1 | BRAZORIA | STORAGE | HOUSTON | 2019 | 9.9 | 9.9 | 9.9 | 9.9 | 9.9 | 9.9 | 9.9 | 9.9 | 9.9 | 9.9
884 | RABBIT HILL ENERGY STORAGE PROJECT |  | RHESS2_ESS_1 | WILLIAMSON | STORAGE | SOUTH | 2019 | 9.9 | 9.9 | 9.9 | 9.9 | 9.9 | 9.9 | 9.9 | 9.9 | 9.9 | 9.9
885 | WORSHAM BATTERY |  | WRSBES_BESS1 | REEVES | STORAGE | WEST | 2019 | 9.9 | 9.9 | 9.9 | 9.9 | 9.9 | 9.9 | 9.9 | 9.9 | 9.9 | 9.9
886 | Planned Capacity Total (Storage) | [6 empty] | 261.8 | 261.8 | 261.8 | 261.8 | 261.8 | 261.8 | 261.8 | 261.8 | 261.8 | 261.8
887 | Storage Peak Average Capacity Percentage |  | STORAGE_PL_PEAK_PCT | % |  |  |  | 0 | 0 | 0 | 0 | 0 | 0 | 0 | 0 | 0 | 0
888
889 | Seasonal Mothballed Resources
890 | GREGORY POWER PARTNERS GT1 (AS OF 10/17/2019) |  | LGE_LGE_GT1 | SAN PATRICIO | GAS | COASTAL | 2000 | 145 | 145 | 145 | 145 | 145 | 145 | 145 | 145 | 145 | 145
891 | GREGORY POWER PARTNERS GT2 (AS OF 10/17/2019) |  | LGE_LGE_GT2 | SAN PATRICIO | GAS | COASTAL | 2000 | 145 | 145 | 145 | 145 | 145 | 145 | 145 | 145 | 145 | 145
892 | GREGORY POWER PARTNERS STG (AS OF 10/17/2019) |  | LGE_LGE_STG | SAN PATRICIO | GAS | COASTAL | 2000 | 75 | 75 | 75 | 75 | 75 | 75 | 75 | 75 | 75 | 75
893 | SPENCER STG U4 (AS OF 10/3/2018) |  | SPNCER_SPNCE_4 | DENTON | GAS | NORTH | 1966 | 57 | 57 | 57 | 57 | 57 | 57 | 57 | 57 | 57 | 57
894 | SPENCER STG U5 (AS OF 10/3/2018) |  | SPNCER_SPNCE_5 | DENTON | GAS | NORTH | 1973 | 61 | 61 | 61 | 61 | 61 | 61 | 61 | 61 | 61 | 61
895 | Total Seasonal Mothballed Capacity | [6 empty] | 483 | 483 | 483 | 483 | 483 | 483 | 483 | 483 | 483 | 483
896
897 | Mothballed Resources
898 | J T DEELY U1 (AS OF 12/31/2018) |  | CALAVERS_JTD1_M | BEXAR | COAL | SOUTH | 1977 | 420 | 420 | 420 | 420 | 420 | 420 | 420 | 420 | 420 | 420
899 | J T DEELY U2 (AS OF 12/31/2018) |  | CALAVERS_JTD2_M | BEXAR | COAL | SOUTH | 1978 | 420 | 420 | 420 | 420 | 420 | 420 | 420 | 420 | 420 | 420
900 | Total Mothballed Capacity | [6 empty] | 840 | 840 | 840 | 840 | 840 | 840 | 840 | 840 | 840 | 840
901
902 | Retiring Resources Unavailable to ERCOT (since last CDR/SARA)
903 | Total Retiring Capacity | [6 empty] | 0 | 0 | 0 | 0 | 0 | 0 | 0 | 0 | 0 | 0
Notes:
Capacity changes due to planned repower/upgrade projects are reflected in the operational units' ratings upon (1) receipt and ERCOT approval of a new Resource Asset Registration Form (RARF), or (2) the unit owner submitting, and ERCOT approving, a Generation Interconnection or Change Request (GINR) application, and the project modifies the installed capacity by at least 10 MW as reported in the GINR request. Projects associated with interconnection change requests that meet the 10 MW size threshold are indicated with a code in the “Generation Interconnection Project Code” column. Projects with more than one unit have capacity change amounts prorated equally across the units. These prorated capacity adjustments are temporary until project owners submit RARFs that reflect updated seasonal MW ratings for each unit.
Although seasonal capacity ratings for battery energy storage systems are reported above, the ratings are not included in the operational/planned capacity formulae. These resources are assumed to provide regulation reserves rather than sustained capacity available to meet system peak loads.
* The projects listed in the 'Planned Storage Resources with Executed SGIA' section are all Distributed Generation Resources (DGRs). Since they are 10 MW or less, they are not going through the GINR application process.

## SummerFuelTypes
Summer Fuel Types - ERCOT
Fuel type is based on the primary fuel. Capacity contribution of the wind resources is included at 63% for Coastal counties, 29% for Panhandle counties, and 16% for all other counties, while the solar capacity contribution is 76%. Private Use Network, and Hydro are included based on the three-year average historical capability for each Summer Season's 20 peak load hours. Non-Synchronous Tie resources import forecast is based on flows seen during Energy Emergency Alert (EEA) periods in the most recent summer of occurrence. Non-Synchronous Tie resources are categorized as Other. Mothballed resource capacity is excluded except for Available Mothball Capacity based on a Seasonal Availability Schedule or Owner's reported Return Probability. Private Use Network is categorized as gas.
In MW
Fuel_Type | Capacity_Pct | 2020 | 2021 | 2022 | 2023 | 2024 | 2025 | 2026 | 2027 | 2028 | 2029
Biomass | 100% | 169.2 | 169.2 | 169.2 | 169.2 | 169.2 | 169.2 | 169.2 | 169.2 | 169.2 | 169.2
Coal | 100% | 14225 | 14225 | 14225 | 14225 | 14225 | 14225 | 14225 | 14225 | 14225 | 14225
Gas | 100% | 51846.1496 | 52903.1496 | 52799.7496 | 52799.7496 | 52544.7496 | 52544.7496 | 52544.7496 | 52544.7496 | 52544.7496 | 52544.7496
Nuclear | 100% | 4973.2 | 4973.2 | 4973.2 | 4973.2 | 4973.2 | 4973.2 | 4973.2 | 4973.2 | 4973.2 | 4973.2
Other | 68% | 850 | 850 | 850 | 850 | 850 | 850 | 850 | 850 | 850 | 850
Hydro | 82.8% | 457.5413 | 457.5413 | 457.5413 | 457.5413 | 457.5413 | 457.5413 | 457.5413 | 457.5413 | 457.5413 | 457.5413
Wind-C | 63% | 2540.853 | 3194.604 | 3194.604 | 3194.604 | 3194.604 | 3194.604 | 3194.604 | 3194.604 | 3194.604 | 3194.604
Wind-P | 29% | 1351.864 | 1670.806 | 1802.031 | 1873.951 | 1873.951 | 1873.951 | 1873.951 | 1873.951 | 1873.951 | 1873.951
Wind-O | 16% | 3148.496 | 3840.1136 | 4044.0816 | 4084.9296 | 4084.9296 | 4084.9296 | 4084.9296 | 4084.9296 | 4084.9296 | 4084.9296
Solar | 76% | 2841.1004 | 7683.5164 | 8845.2524 | 8845.2524 | 8845.2524 | 8845.2524 | 8845.2524 | 8845.2524 | 8845.2524 | 8845.2524
Storage | 0% | 0 | 0 | 0 | 0 | 0 | 0 | 0 | 0 | 0 | 0
Total |  | 82403.4043 | 89967.1309 | 91360.6599 | 91473.4279 | 91218.4279 | 91218.4279 | 91218.4279 | 91218.4279 | 91218.4279 | 91218.4279
In Percentages
Fuel_Type |  | 2020 | 2021 | 2022 | 2023 | 2024 | 2025 | 2026 | 2027 | 2028 | 2029
Biomass |  | 0.2053% | 0.1881% | 0.1852% | 0.185% | 0.1855% | 0.1855% | 0.1855% | 0.1855% | 0.1855% | 0.1855%
Coal |  | 17.26% | 15.81% | 15.57% | 15.55% | 15.59% | 15.59% | 15.59% | 15.59% | 15.59% | 15.59%
Natural Gas |  | 62.92% | 58.8% | 57.79% | 57.72% | 57.6% | 57.6% | 57.6% | 57.6% | 57.6% | 57.6%
Nuclear |  | 6.035% | 5.528% | 5.443% | 5.437% | 5.452% | 5.452% | 5.452% | 5.452% | 5.452% | 5.452%
Other |  | 1.032% | 0.9448% | 0.9304% | 0.9292% | 0.9318% | 0.9318% | 0.9318% | 0.9318% | 0.9318% | 0.9318%
Hydro |  | 0.5552% | 0.5086% | 0.5008% | 0.5002% | 0.5016% | 0.5016% | 0.5016% | 0.5016% | 0.5016% | 0.5016%
Wind-C |  | 3.083% | 3.551% | 3.497% | 3.492% | 3.502% | 3.502% | 3.502% | 3.502% | 3.502% | 3.502%
Wind-P |  | 1.641% | 1.857% | 1.972% | 2.049% | 2.054% | 2.054% | 2.054% | 2.054% | 2.054% | 2.054%
Wind-O |  | 3.821% | 4.268% | 4.427% | 4.466% | 4.478% | 4.478% | 4.478% | 4.478% | 4.478% | 4.478%
Solar |  | 3.448% | 8.54% | 9.682% | 9.67% | 9.697% | 9.697% | 9.697% | 9.697% | 9.697% | 9.697%
Storage | bar: 2020 to 2029
Total |  | 100% | 100% | 100% | 100% | 100% | 100% | 100% | 100% | 100% | 100%

## WinterSummary
Report on the Capacity, Demand and Reserves in the ERCOT Region
Winter Summary: 2019/2020 through 2023/2024
Load Forecast, MW: |  | 2019/2020 | 2020/2021 | 2021/2022 | 2022/2023 | 2023/2024
| Winter Peak Demand (based on normal weather) | 58264.6914 | 59566.9368 | 61053.2862 | 63005.7163 | 64556.9368
| plus: Energy Efficiency Program Savings Forecast | 1763.6799 | 2064.6831 | 2284.9232 | 2592.0334 | 2821.1604
| Total Winter Peak Demand (before Reductions from Energy Efficiency Programs) | 60028.3713 | 61631.6198 | 63338.2094 | 65597.7497 | 67378.0972
| less: Load Resources providing Responsive Reserves | -1723 | -1723 | -1723 | -1723 | -1723
| less: Load Resources providing Non-Spinning Reserves | 0 | 0 | 0 | 0 | 0
| less: Emergency Response Service (10- and 30-min ramp products) | -1040.9814 | -1092.9198 | -1092.9198 | -1092.9198 | -1092.9198
| less: TDSP Standard Offer Load Management Programs | 0 | 0 | 0 | 0 | 0
| less: Energy Efficiency Program Savings Forecast | -1763.6799 | -2064.6831 | -2284.9232 | -2592.0334 | -2821.1604
| Firm Peak Load, MW | 55500.71 | 56751.017 | 58237.3664 | 60189.7965 | 61741.017
Resources, MW: |  | 2019/2020 | 2020/2021 | 2021/2022 | 2022/2023 | 2023/2024
| Installed Capacity, Thermal/Hydro | 68649.6 | 68689.6 | 68882.3 | 68882.3 | 68882.3
| Switchable Generation Resource Capacity, MW | 3710 | 3710 | 3710 | 3710 | 3710
| less: Switchable Capacity Unavailable to ERCOT | -868 | -868 | -568 | -568 | -568
| Available Mothballed Capacity | 0 | 0 | 0 | 0 | 0
| Capacity from Private Use Networks | 3953.6289 | 3873.6289 | 3853.6289 | 3853.6289 | 3598.6289
| Coastal Wind, Peak Average Capacity Contribution (45% of installed capacity) | 1342.53 | 1342.53 | 1342.53 | 1342.53 | 1342.53
| Panhandle Wind, Peak Average Capacity Contribution (31% of installed capacity) | 1301.566 | 1305.286 | 1305.286 | 1305.286 | 1305.286
| Other Wind, Peak Average Capacity Contribution (18% of installed capacity) | 2808.144 | 2797.92 | 2797.92 | 2797.92 | 2797.92
| Solar Utility-Scale, Peak Average Capacity Contribution (11% of installed capacity) | 238.6329 | 238.6329 | 238.6329 | 238.6329 | 238.6329
| Storage, Peak Average Capacity Contribution (0%) | 0 | 0 | 0 | 0 | 0
| RMR Capacity to be under Contract | 0 | 0 | 0 | 0 | 0
| Capacity Pending Retirement, MW | 0 | 0 | 0 | 0 | 0
| Operational Generation Capacity, MW | 81136.1018 | 81089.5978 | 81562.2978 | 81562.2978 | 81307.2978
| Non-Synchronous Ties, Capacity Contribution (67% of installed capacity) | 837.5 | 837.5 | 837.5 | 837.5 | 837.5
| Planned Resources (not wind, solar or storage) with Signed IA, Air Permits and Water Rights | 0 | 218 | 819 | 819 | 819
| Planned Coastal Wind with Signed IA, Peak Average Capacity Contribution (45% of installed capacity) | 147.15 | 685.845 | 939.33 | 939.33 | 939.33
| Planned Panhandle Wind with Signed IA, Peak Average Capacity Contribution (31% of installed capacity) | 65.1 | 324.384 | 480.748 | 697.903 | 697.903
| Planned Other Wind with Signed IA, Peak Average Capacity Contribution (18% of installed capacity) | 242.208 | 1306.278 | 1693.026 | 1797.66 | 1797.66
| Planned Solar Utility-Scale, Peak Average Capacity Contribution (11% of installed capacity) | 0 | 360.6647 | 1019.6967 | 1042.1477 | 1042.1477
| Planned Storage, Peak Average Capacity Contribution (0%) | 0 | 0 | 0 | 0 | 0
| Total Capacity, MW | 82428.0598 | 84822.2695 | 87351.5985 | 87695.8385 | 87440.8385
| Reserve Margin | 48.52% | 49.46% | 49.99% | 45.7% | 41.63%
(Total Resources - Firm Load Forecast) / Firm Load Forecast

## WinterCapacities
Unit Capacities - Winter
| UNIT NAME | INR | UNIT CODE | COUNTY | FUEL | ZONE | IN SERVICE | 2019/2020 | 2020/2021 | 2021/2022 | 2022/2023 | 2023/2024 | 2024/2025 | 2025/2026 | 2026/2027 | 2027/2028 | 2028/2029 | 2029/2030
Operational Resources (Thermal)
4 | COMANCHE PEAK U1 |  | CPSES_UNIT1 | SOMERVELL | NUCLEAR | NORTH | 1990 | 1235 | 1235 | 1235 | 1235 | 1235 | 1235 | 1235 | 1235 | 1235 | 1235 | 1235
5 | COMANCHE PEAK U2 |  | CPSES_UNIT2 | SOMERVELL | NUCLEAR | NORTH | 1993 | 1225 | 1225 | 1225 | 1225 | 1225 | 1225 | 1225 | 1225 | 1225 | 1225 | 1225
6 | SOUTH TEXAS U1 | 20INR0287 | STP_STP_G1 | MATAGORDA | NUCLEAR | COASTAL | 1988 | 1353.2 | 1353.2 | 1353.2 | 1353.2 | 1353.2 | 1353.2 | 1353.2 | 1353.2 | 1353.2 | 1353.2 | 1353.2
7 | SOUTH TEXAS U2 |  | STP_STP_G2 | MATAGORDA | NUCLEAR | COASTAL | 1989 | 1340 | 1340 | 1340 | 1340 | 1340 | 1340 | 1340 | 1340 | 1340 | 1340 | 1340
8 | COLETO CREEK |  | COLETO_COLETOG1 | GOLIAD | COAL | SOUTH | 1980 | 655 | 655 | 655 | 655 | 655 | 655 | 655 | 655 | 655 | 655 | 655
9 | FAYETTE POWER U1 |  | FPPYD1_FPP_G1 | FAYETTE | COAL | SOUTH | 1979 | 603 | 603 | 603 | 603 | 603 | 603 | 603 | 603 | 603 | 603 | 603
10 | FAYETTE POWER U2 |  | FPPYD1_FPP_G2 | FAYETTE | COAL | SOUTH | 1980 | 605 | 605 | 605 | 605 | 605 | 605 | 605 | 605 | 605 | 605 | 605
11 | FAYETTE POWER U3 |  | FPPYD2_FPP_G3 | FAYETTE | COAL | SOUTH | 1988 | 449 | 449 | 449 | 449 | 449 | 449 | 449 | 449 | 449 | 449 | 449
12 | J K SPRUCE U1 |  | CALAVERS_JKS1 | BEXAR | COAL | SOUTH | 1992 | 560 | 560 | 560 | 560 | 560 | 560 | 560 | 560 | 560 | 560 | 560
13 | J K SPRUCE U2 |  | CALAVERS_JKS2 | BEXAR | COAL | SOUTH | 2010 | 785 | 785 | 785 | 785 | 785 | 785 | 785 | 785 | 785 | 785 | 785
14 | LIMESTONE U1 |  | LEG_LEG_G1 | LIMESTONE | COAL | NORTH | 1985 | 824 | 824 | 824 | 824 | 824 | 824 | 824 | 824 | 824 | 824 | 824
15 | LIMESTONE U2 |  | LEG_LEG_G2 | LIMESTONE | COAL | NORTH | 1986 | 836 | 836 | 836 | 836 | 836 | 836 | 836 | 836 | 836 | 836 | 836
16 | MARTIN LAKE U1 |  | MLSES_UNIT1 | RUSK | COAL | NORTH | 1977 | 815 | 815 | 815 | 815 | 815 | 815 | 815 | 815 | 815 | 815 | 815
17 | MARTIN LAKE U2 |  | MLSES_UNIT2 | RUSK | COAL | NORTH | 1978 | 820 | 820 | 820 | 820 | 820 | 820 | 820 | 820 | 820 | 820 | 820
18 | MARTIN LAKE U3 |  | MLSES_UNIT3 | RUSK | COAL | NORTH | 1979 | 820 | 820 | 820 | 820 | 820 | 820 | 820 | 820 | 820 | 820 | 820
19 | OAK GROVE SES U1 |  | OGSES_UNIT1A | ROBERTSON | COAL | NORTH | 2010 | 855 | 855 | 855 | 855 | 855 | 855 | 855 | 855 | 855 | 855 | 855
20 | OAK GROVE SES U2 |  | OGSES_UNIT2 | ROBERTSON | COAL | NORTH | 2011 | 855 | 855 | 855 | 855 | 855 | 855 | 855 | 855 | 855 | 855 | 855
21 | OKLAUNION U1 |  | OKLA_OKLA_G1 | WILBARGER | COAL | WEST | 1986 | 650 | 650 | 650 | 650 | 650 | 650 | 650 | 650 | 650 | 650 | 650
22 | SAN MIGUEL U1 |  | SANMIGL_G1 | ATASCOSA | COAL | SOUTH | 1982 | 391 | 391 | 391 | 391 | 391 | 391 | 391 | 391 | 391 | 391 | 391
23 | SANDY CREEK U1 |  | SCES_UNIT1 | MCLENNAN | COAL | NORTH | 2013 | 950 | 950 | 950 | 950 | 950 | 950 | 950 | 950 | 950 | 950 | 950
24 | TWIN OAKS U1 |  | TNP_ONE_TNP_O_1 | ROBERTSON | COAL | NORTH | 1990 | 155 | 155 | 155 | 155 | 155 | 155 | 155 | 155 | 155 | 155 | 155
25 | TWIN OAKS U2 |  | TNP_ONE_TNP_O_2 | ROBERTSON | COAL | NORTH | 1991 | 155 | 155 | 155 | 155 | 155 | 155 | 155 | 155 | 155 | 155 | 155
26 | W A PARISH U5 |  | WAP_WAP_G5 | FT. BEND | COAL | HOUSTON | 1977 | 664 | 664 | 664 | 664 | 664 | 664 | 664 | 664 | 664 | 664 | 664
27 | W A PARISH U6 |  | WAP_WAP_G6 | FT. BEND | COAL | HOUSTON | 1978 | 663 | 663 | 663 | 663 | 663 | 663 | 663 | 663 | 663 | 663 | 663
28 | W A PARISH U7 |  | WAP_WAP_G7 | FT. BEND | COAL | HOUSTON | 1980 | 577 | 577 | 577 | 577 | 577 | 577 | 577 | 577 | 577 | 577 | 577
29 | W A PARISH U8 |  | WAP_WAP_G8 | FT. BEND | COAL | HOUSTON | 1982 | 610 | 610 | 610 | 610 | 610 | 610 | 610 | 610 | 610 | 610 | 610
30 | ARTHUR VON ROSENBERG 1 CTG 1 |  | BRAUNIG_AVR1_CT1 | BEXAR | GAS | SOUTH | 2000 | 169 | 169 | 169 | 169 | 169 | 169 | 169 | 169 | 169 | 169 | 169
31 | ARTHUR VON ROSENBERG 1 CTG 2 |  | BRAUNIG_AVR1_CT2 | BEXAR | GAS | SOUTH | 2000 | 169 | 169 | 169 | 169 | 169 | 169 | 169 | 169 | 169 | 169 | 169
32 | ARTHUR VON ROSENBERG 1 STG |  | BRAUNIG_AVR1_ST | BEXAR | GAS | SOUTH | 2000 | 190 | 190 | 190 | 190 | 190 | 190 | 190 | 190 | 190 | 190 | 190
33 | ATKINS CTG 7 |  | ATKINS_ATKINSG7 | BRAZOS | GAS | NORTH | 1973 | 20 | 20 | 20 | 20 | 20 | 20 | 20 | 20 | 20 | 20 | 20
34 | BARNEY M DAVIS CTG 3 |  | B_DAVIS_B_DAVIG3 | NUECES | GAS | COASTAL | 2010 | 165 | 165 | 165 | 165 | 165 | 165 | 165 | 165 | 165 | 165 | 165
35 | BARNEY M DAVIS CTG 4 |  | B_DAVIS_B_DAVIG4 | NUECES | GAS | COASTAL | 2010 | 165 | 165 | 165 | 165 | 165 | 165 | 165 | 165 | 165 | 165 | 165
36 | BARNEY M DAVIS STG 1 |  | B_DAVIS_B_DAVIG1 | NUECES | GAS | COASTAL | 1974 | 330 | 330 | 330 | 330 | 330 | 330 | 330 | 330 | 330 | 330 | 330
37 | BARNEY M DAVIS STG 2 |  | B_DAVIS_B_DAVIG2 | NUECES | GAS | COASTAL | 1976 | 325 | 325 | 325 | 325 | 325 | 325 | 325 | 325 | 325 | 325 | 325
38 | BASTROP ENERGY CENTER CTG 1 |  | BASTEN_GTG1100 | BASTROP | GAS | SOUTH | 2002 | 167 | 167 | 167 | 167 | 167 | 167 | 167 | 167 | 167 | 167 | 167
39 | BASTROP ENERGY CENTER CTG 2 |  | BASTEN_GTG2100 | BASTROP | GAS | SOUTH | 2002 | 167 | 167 | 167 | 167 | 167 | 167 | 167 | 167 | 167 | 167 | 167
40 | BASTROP ENERGY CENTER STG |  | BASTEN_ST0100 | BASTROP | GAS | SOUTH | 2002 | 234 | 234 | 234 | 234 | 234 | 234 | 234 | 234 | 234 | 234 | 234
41 | BOSQUE ENERGY CENTER CTG 1 |  | BOSQUESW_BSQSU_1 | BOSQUE | GAS | NORTH | 2000 | 170.9 | 170.9 | 170.9 | 170.9 | 170.9 | 170.9 | 170.9 | 170.9 | 170.9 | 170.9 | 170.9
42 | BOSQUE ENERGY CENTER CTG 2 |  | BOSQUESW_BSQSU_2 | BOSQUE | GAS | NORTH | 2000 | 170.9 | 170.9 | 170.9 | 170.9 | 170.9 | 170.9 | 170.9 | 170.9 | 170.9 | 170.9 | 170.9
43 | BOSQUE ENERGY CENTER CTG 3 |  | BOSQUESW_BSQSU_3 | BOSQUE | GAS | NORTH | 2001 | 168.5 | 168.5 | 168.5 | 168.5 | 168.5 | 168.5 | 168.5 | 168.5 | 168.5 | 168.5 | 168.5
44 | BOSQUE ENERGY CENTER STG 4 |  | BOSQUESW_BSQSU_4 | BOSQUE | GAS | NORTH | 2001 | 85.2 | 85.2 | 85.2 | 85.2 | 85.2 | 85.2 | 85.2 | 85.2 | 85.2 | 85.2 | 85.2
45 | BOSQUE ENERGY CENTER STG 5 |  | BOSQUESW_BSQSU_5 | BOSQUE | GAS | NORTH | 2009 | 226.7 | 226.7 | 226.7 | 226.7 | 226.7 | 226.7 | 226.7 | 226.7 | 226.7 | 226.7 | 226.7
46 | BRANDON GT1 (LP&L) |  | BRANDON | LUBBOCK | GAS | PANHANDLE | 1990 | 0 | 0 | 21.5 | 21.5 | 21.5 | 21.5 | 21.5 | 21.5 | 21.5 | 21.5 | 21.5
47 | BRAZOS VALLEY CTG 1 |  | BVE_UNIT1 | FORT BEND | GAS | HOUSTON | 2003 | 168 | 168 | 168 | 168 | 168 | 168 | 168 | 168 | 168 | 168 | 168
48 | BRAZOS VALLEY CTG 2 |  | BVE_UNIT2 | FORT BEND | GAS | HOUSTON | 2003 | 168 | 168 | 168 | 168 | 168 | 168 | 168 | 168 | 168 | 168 | 168
49 | BRAZOS VALLEY STG 3 |  | BVE_UNIT3 | FORT BEND | GAS | HOUSTON | 2003 | 270 | 270 | 270 | 270 | 270 | 270 | 270 | 270 | 270 | 270 | 270
50 | CALENERGY-FALCON SEABOARD CTG 1 |  | FLCNS_UNIT1 | HOWARD | GAS | WEST | 1987 | 77.5 | 77.5 | 77.5 | 77.5 | 77.5 | 77.5 | 77.5 | 77.5 | 77.5 | 77.5 | 77.5
51 | CALENERGY-FALCON SEABOARD CTG 2 |  | FLCNS_UNIT2 | HOWARD | GAS | WEST | 1987 | 77.5 | 77.5 | 77.5 | 77.5 | 77.5 | 77.5 | 77.5 | 77.5 | 77.5 | 77.5 | 77.5
52 | CALENERGY-FALCON SEABOARD STG 3 |  | FLCNS_UNIT3 | HOWARD | GAS | WEST | 1988 | 74 | 74 | 74 | 74 | 74 | 74 | 74 | 74 | 74 | 74 | 74
53 | CALHOUN (PORT COMFORT) CTG 1 |  | CALHOUN_UNIT1 | CALHOUN | GAS | COASTAL | 2017 | 49.8 | 49.8 | 49.8 | 49.8 | 49.8 | 49.8 | 49.8 | 49.8 | 49.8 | 49.8 | 49.8
54 | CALHOUN (PORT COMFORT) CTG 2 |  | CALHOUN_UNIT2 | CALHOUN | GAS | COASTAL | 2017 | 49.8 | 49.8 | 49.8 | 49.8 | 49.8 | 49.8 | 49.8 | 49.8 | 49.8 | 49.8 | 49.8
55 | CASTLEMAN CHAMON CTG 1 |  | CHAMON_CTG_0101 | HARRIS | GAS | HOUSTON | 2017 | 49.8 | 49.8 | 49.8 | 49.8 | 49.8 | 49.8 | 49.8 | 49.8 | 49.8 | 49.8 | 49.8
56 | CASTLEMAN CHAMON CTG 2 |  | CHAMON_CTG_0301 | HARRIS | GAS | HOUSTON | 2017 | 49.8 | 49.8 | 49.8 | 49.8 | 49.8 | 49.8 | 49.8 | 49.8 | 49.8 | 49.8 | 49.8
57 | CEDAR BAYOU 4 CTG 1 |  | CBY4_CT41 | CHAMBERS | GAS | HOUSTON | 2009 | 173 | 173 | 173 | 173 | 173 | 173 | 173 | 173 | 173 | 173 | 173
58 | CEDAR BAYOU 4 CTG 2 |  | CBY4_CT42 | CHAMBERS | GAS | HOUSTON | 2009 | 173 | 173 | 173 | 173 | 173 | 173 | 173 | 173 | 173 | 173 | 173
59 | CEDAR BAYOU 4 STG |  | CBY4_ST04 | CHAMBERS | GAS | HOUSTON | 2009 | 186 | 186 | 186 | 186 | 186 | 186 | 186 | 186 | 186 | 186 | 186
60 | CEDAR BAYOU STG 1 |  | CBY_CBY_G1 | CHAMBERS | GAS | HOUSTON | 1970 | 745 | 745 | 745 | 745 | 745 | 745 | 745 | 745 | 745 | 745 | 745
61 | CEDAR BAYOU STG 2 |  | CBY_CBY_G2 | CHAMBERS | GAS | HOUSTON | 1972 | 749 | 749 | 749 | 749 | 749 | 749 | 749 | 749 | 749 | 749 | 749
62 | COLORADO BEND ENERGY CENTER CTG 1 |  | CBEC_GT1 | WHARTON | GAS | SOUTH | 2007 | 79 | 79 | 79 | 79 | 79 | 79 | 79 | 79 | 79 | 79 | 79
63 | COLORADO BEND ENERGY CENTER CTG 2 |  | CBEC_GT2 | WHARTON | GAS | SOUTH | 2007 | 72 | 72 | 72 | 72 | 72 | 72 | 72 | 72 | 72 | 72 | 72
64 | COLORADO BEND ENERGY CENTER CTG 3 |  | CBEC_GT3 | WHARTON | GAS | SOUTH | 2008 | 77 | 77 | 77 | 77 | 77 | 77 | 77 | 77 | 77 | 77 | 77
65 | COLORADO BEND ENERGY CENTER CTG 4 |  | CBEC_GT4 | WHARTON | GAS | SOUTH | 2008 | 73 | 73 | 73 | 73 | 73 | 73 | 73 | 73 | 73 | 73 | 73
66 | COLORADO BEND ENERGY CENTER STG 1 |  | CBEC_STG1 | WHARTON | GAS | SOUTH | 2007 | 102 | 102 | 102 | 102 | 102 | 102 | 102 | 102 | 102 | 102 | 102
67 | COLORADO BEND ENERGY CENTER STG 2 |  | CBEC_STG2 | WHARTON | GAS | SOUTH | 2008 | 108 | 108 | 108 | 108 | 108 | 108 | 108 | 108 | 108 | 108 | 108
68 | COLORADO BEND II CTG 7 | 18INR0077 | CBECII_CT7 | WHARTON | GAS | SOUTH | 2017 | 361 | 361 | 361 | 361 | 361 | 361 | 361 | 361 | 361 | 361 | 361
69 | COLORADO BEND II CTG 8 | 18INR0077 | CBECII_CT8 | WHARTON | GAS | SOUTH | 2017 | 357.9 | 357.9 | 357.9 | 357.9 | 357.9 | 357.9 | 357.9 | 357.9 | 357.9 | 357.9 | 357.9
70 | COLORADO BEND II STG 9 | 18INR0077 | CBECII_STG9 | WHARTON | GAS | SOUTH | 2017 | 492.9 | 492.9 | 492.9 | 492.9 | 492.9 | 492.9 | 492.9 | 492.9 | 492.9 | 492.9 | 492.9
71 | CVC CHANNELVIEW CTG 1 |  | CVC_CVC_G1 | HARRIS | GAS | HOUSTON | 2008 | 185 | 185 | 185 | 185 | 185 | 185 | 185 | 185 | 185 | 185 | 185
72 | CVC CHANNELVIEW CTG 2 |  | CVC_CVC_G2 | HARRIS | GAS | HOUSTON | 2008 | 182 | 182 | 182 | 182 | 182 | 182 | 182 | 182 | 182 | 182 | 182
73 | CVC CHANNELVIEW CTG 3 |  | CVC_CVC_G3 | HARRIS | GAS | HOUSTON | 2008 | 181 | 181 | 181 | 181 | 181 | 181 | 181 | 181 | 181 | 181 | 181
74 | CVC CHANNELVIEW STG 5 |  | CVC_CVC_G5 | HARRIS | GAS | HOUSTON | 2008 | 144 | 144 | 144 | 144 | 144 | 144 | 144 | 144 | 144 | 144 | 144
75 | DANSBY CTG 2 |  | DANSBY_DANSBYG2 | BRAZOS | GAS | NORTH | 2004 | 48 | 48 | 48 | 48 | 48 | 48 | 48 | 48 | 48 | 48 | 48
76 | DANSBY CTG 3 |  | DANSBY_DANSBYG3 | BRAZOS | GAS | NORTH | 2010 | 50 | 50 | 50 | 50 | 50 | 50 | 50 | 50 | 50 | 50 | 50
77 | DANSBY STG 1 |  | DANSBY_DANSBYG1 | BRAZOS | GAS | NORTH | 1978 | 110 | 110 | 110 | 110 | 110 | 110 | 110 | 110 | 110 | 110 | 110
78 | DECKER CREEK CTG 1 |  | DECKER_DPGT_1 | TRAVIS | GAS | SOUTH | 1989 | 54 | 54 | 54 | 54 | 54 | 54 | 54 | 54 | 54 | 54 | 54
79 | DECKER CREEK CTG 2 |  | DECKER_DPGT_2 | TRAVIS | GAS | SOUTH | 1989 | 54 | 54 | 54 | 54 | 54 | 54 | 54 | 54 | 54 | 54 | 54
80 | DECKER CREEK CTG 3 |  | DECKER_DPGT_3 | TRAVIS | GAS | SOUTH | 1989 | 54 | 54 | 54 | 54 | 54 | 54 | 54 | 54 | 54 | 54 | 54
81 | DECKER CREEK CTG 4 |  | DECKER_DPGT_4 | TRAVIS | GAS | SOUTH | 1989 | 54 | 54 | 54 | 54 | 54 | 54 | 54 | 54 | 54 | 54 | 54
82 | DECKER CREEK STG 1 |  | DECKER_DPG1 | TRAVIS | GAS | SOUTH | 1971 | 320 | 320 | 320 | 320 | 320 | 320 | 320 | 320 | 320 | 320 | 320
83 | DECKER CREEK STG 2 |  | DECKER_DPG2 | TRAVIS | GAS | SOUTH | 1978 | 428 | 428 | 428 | 428 | 428 | 428 | 428 | 428 | 428 | 428 | 428
84 | DECORDOVA CTG 1 |  | DCSES_CT10 | HOOD | GAS | NORTH | 1990 | 88 | 88 | 88 | 88 | 88 | 88 | 88 | 88 | 88 | 88 | 88
85 | DECORDOVA CTG 2 |  | DCSES_CT20 | HOOD | GAS | NORTH | 1990 | 87 | 87 | 87 | 87 | 87 | 87 | 87 | 87 | 87 | 87 | 87
86 | DECORDOVA CTG 3 |  | DCSES_CT30 | HOOD | GAS | NORTH | 1990 | 86 | 86 | 86 | 86 | 86 | 86 | 86 | 86 | 86 | 86 | 86
87 | DECORDOVA CTG 4 |  | DCSES_CT40 | HOOD | GAS | NORTH | 1990 | 86 | 86 | 86 | 86 | 86 | 86 | 86 | 86 | 86 | 86 | 86
88 | DEER PARK ENERGY CENTER CTG 1 |  | DDPEC_GT1 | HARRIS | GAS | HOUSTON | 2002 | 203 | 203 | 203 | 203 | 203 | 203 | 203 | 203 | 203 | 203 | 203
89 | DEER PARK ENERGY CENTER CTG 2 |  | DDPEC_GT2 | HARRIS | GAS | HOUSTON | 2002 | 215 | 215 | 215 | 215 | 215 | 215 | 215 | 215 | 215 | 215 | 215
90 | DEER PARK ENERGY CENTER CTG 3 |  | DDPEC_GT3 | HARRIS | GAS | HOUSTON | 2002 | 203 | 203 | 203 | 203 | 203 | 203 | 203 | 203 | 203 | 203 | 203
91 | DEER PARK ENERGY CENTER CTG 4 |  | DDPEC_GT4 | HARRIS | GAS | HOUSTON | 2002 | 215 | 215 | 215 | 215 | 215 | 215 | 215 | 215 | 215 | 215 | 215
92 | DEER PARK ENERGY CENTER CTG 6 |  | DDPEC_GT6 | HARRIS | GAS | HOUSTON | 2014 | 190 | 190 | 190 | 190 | 190 | 190 | 190 | 190 | 190 | 190 | 190
93 | DEER PARK ENERGY CENTER STG 1 |  | DDPEC_ST1 | HARRIS | GAS | HOUSTON | 2002 | 290 | 290 | 290 | 290 | 290 | 290 | 290 | 290 | 290 | 290 | 290
94 | DENTON ENERGY CENTER IC A |  | DEC_AGR_A | DENTON | GAS | NORTH | 2018 | 56.5 | 56.5 | 56.5 | 56.5 | 56.5 | 56.5 | 56.5 | 56.5 | 56.5 | 56.5 | 56.5
95 | DENTON ENERGY CENTER IC B |  | DEC_AGR_B | DENTON | GAS | NORTH | 2018 | 56.5 | 56.5 | 56.5 | 56.5 | 56.5 | 56.5 | 56.5 | 56.5 | 56.5 | 56.5 | 56.5
96 | DENTON ENERGY CENTER IC C |  | DEC_AGR_C | DENTON | GAS | NORTH | 2018 | 56.5 | 56.5 | 56.5 | 56.5 | 56.5 | 56.5 | 56.5 | 56.5 | 56.5 | 56.5 | 56.5
97 | DENTON ENERGY CENTER IC D |  | DEC_AGR_D | DENTON | GAS | NORTH | 2018 | 56.5 | 56.5 | 56.5 | 56.5 | 56.5 | 56.5 | 56.5 | 56.5 | 56.5 | 56.5 | 56.5
98 | ECTOR COUNTY ENERGY CTG 1 |  | ECEC_G1 | ECTOR | GAS | WEST | 2015 | 170.4 | 170.4 | 170.4 | 170.4 | 170.4 | 170.4 | 170.4 | 170.4 | 170.4 | 170.4 | 170.4
99 | ECTOR COUNTY ENERGY CTG 2 |  | ECEC_G2 | ECTOR | GAS | WEST | 2015 | 170.4 | 170.4 | 170.4 | 170.4 | 170.4 | 170.4 | 170.4 | 170.4 | 170.4 | 170.4 | 170.4
100 | ELK STATION IC 3 |  | AEEC_ELK_3 | HALE | GAS | PANHANDLE | 2016 | 200 | 200 | 200 | 200 | 200 | 200 | 200 | 200 | 200 | 200 | 200
101 | ENNIS POWER STATION CTG 2 | 21INR0448 | ETCCS_CT1 | ELLIS | GAS | NORTH | 2002 | 245 | 245 | 265.15 | 265.15 | 265.15 | 265.15 | 265.15 | 265.15 | 265.15 | 265.15 | 265.15
102 | ENNIS POWER STATION STG 1 | 21INR0448 | ETCCS_UNIT1 | ELLIS | GAS | NORTH | 2002 | 116 | 116 | 136.15 | 136.15 | 136.15 | 136.15 | 136.15 | 136.15 | 136.15 | 136.15 | 136.15
103 | EXTEX LAPORTE GEN STN CTG 1 |  | AZ_AZ_G1 | HARRIS | GAS | HOUSTON | 2009 | 40 | 40 | 40 | 40 | 40 | 40 | 40 | 40 | 40 | 40 | 40
104 | EXTEX LAPORTE GEN STN CTG 2 |  | AZ_AZ_G2 | HARRIS | GAS | HOUSTON | 2009 | 40 | 40 | 40 | 40 | 40 | 40 | 40 | 40 | 40 | 40 | 40
105 | EXTEX LAPORTE GEN STN CTG 3 |  | AZ_AZ_G3 | HARRIS | GAS | HOUSTON | 2009 | 40 | 40 | 40 | 40 | 40 | 40 | 40 | 40 | 40 | 40 | 40
106 | EXTEX LAPORTE GEN STN CTG 4 |  | AZ_AZ_G4 | HARRIS | GAS | HOUSTON | 2009 | 40 | 40 | 40 | 40 | 40 | 40 | 40 | 40 | 40 | 40 | 40
107 | FERGUSON REPLACEMENT CTG 1 |  | FERGCC_FERGGT1 | LLANO | GAS | SOUTH | 2014 | 180 | 180 | 180 | 180 | 180 | 180 | 180 | 180 | 180 | 180 | 180
108 | FERGUSON REPLACEMENT CTG 2 |  | FERGCC_FERGGT2 | LLANO | GAS | SOUTH | 2014 | 180 | 180 | 180 | 180 | 180 | 180 | 180 | 180 | 180 | 180 | 180
109 | FERGUSON REPLACEMENT STG 1 |  | FERGCC_FERGST1 | LLANO | GAS | SOUTH | 2014 | 194 | 194 | 194 | 194 | 194 | 194 | 194 | 194 | 194 | 194 | 194
110 | FORNEY ENERGY CENTER CTG 11 |  | FRNYPP_GT11 | KAUFMAN | GAS | NORTH | 2003 | 195 | 195 | 195 | 195 | 195 | 195 | 195 | 195 | 195 | 195 | 195
111 | FORNEY ENERGY CENTER CTG 12 |  | FRNYPP_GT12 | KAUFMAN | GAS | NORTH | 2003 | 185 | 185 | 185 | 185 | 185 | 185 | 185 | 185 | 185 | 185 | 185
112 | FORNEY ENERGY CENTER CTG 13 |  | FRNYPP_GT13 | KAUFMAN | GAS | NORTH | 2003 | 185 | 185 | 185 | 185 | 185 | 185 | 185 | 185 | 185 | 185 | 185
113 | FORNEY ENERGY CENTER CTG 21 |  | FRNYPP_GT21 | KAUFMAN | GAS | NORTH | 2003 | 195 | 195 | 195 | 195 | 195 | 195 | 195 | 195 | 195 | 195 | 195
114 | FORNEY ENERGY CENTER CTG 22 |  | FRNYPP_GT22 | KAUFMAN | GAS | NORTH | 2003 | 185 | 185 | 185 | 185 | 185 | 185 | 185 | 185 | 185 | 185 | 185
115 | FORNEY ENERGY CENTER CTG 23 |  | FRNYPP_GT23 | KAUFMAN | GAS | NORTH | 2003 | 185 | 185 | 185 | 185 | 185 | 185 | 185 | 185 | 185 | 185 | 185
116 | FORNEY ENERGY CENTER STG 10 |  | FRNYPP_ST10 | KAUFMAN | GAS | NORTH | 2003 | 418 | 418 | 418 | 418 | 418 | 418 | 418 | 418 | 418 | 418 | 418
117 | FORNEY ENERGY CENTER STG 20 |  | FRNYPP_ST20 | KAUFMAN | GAS | NORTH | 2003 | 418 | 418 | 418 | 418 | 418 | 418 | 418 | 418 | 418 | 418 | 418
118 | FREESTONE ENERGY CENTER CTG 1 |  | FREC_GT1 | FREESTONE | GAS | NORTH | 2002 | 160.7 | 160.7 | 160.7 | 160.7 | 160.7 | 160.7 | 160.7 | 160.7 | 160.7 | 160.7 | 160.7
119 | FREESTONE ENERGY CENTER CTG 2 |  | FREC_GT2 | FREESTONE | GAS | NORTH | 2002 | 160.7 | 160.7 | 160.7 | 160.7 | 160.7 | 160.7 | 160.7 | 160.7 | 160.7 | 160.7 | 160.7
120 | FREESTONE ENERGY CENTER CTG 4 |  | FREC_GT4 | FREESTONE | GAS | NORTH | 2002 | 161.1 | 161.1 | 161.1 | 161.1 | 161.1 | 161.1 | 161.1 | 161.1 | 161.1 | 161.1 | 161.1
121 | FREESTONE ENERGY CENTER CTG 5 |  | FREC_GT5 | FREESTONE | GAS | NORTH | 2002 | 161.1 | 161.1 | 161.1 | 161.1 | 161.1 | 161.1 | 161.1 | 161.1 | 161.1 | 161.1 | 161.1
122 | FREESTONE ENERGY CENTER STG 3 |  | FREC_ST3 | FREESTONE | GAS | NORTH | 2002 | 179.8 | 179.8 | 179.8 | 179.8 | 179.8 | 179.8 | 179.8 | 179.8 | 179.8 | 179.8 | 179.8
123 | FREESTONE ENERGY CENTER STG 6 |  | FREC_ST6 | FREESTONE | GAS | NORTH | 2002 | 179.7 | 179.7 | 179.7 | 179.7 | 179.7 | 179.7 | 179.7 | 179.7 | 179.7 | 179.7 | 179.7
124 | FRIENDSWOOD G |  | FEGC_UNIT1 | HARRIS | GAS | HOUSTON | 2018 | 119 | 119 | 119 | 119 | 119 | 119 | 119 | 119 | 119 | 119 | 119
125 | GRAHAM STG 1 |  | GRSES_UNIT1 | YOUNG | GAS | WEST | 1960 | 234 | 234 | 234 | 234 | 234 | 234 | 234 | 234 | 234 | 234 | 234
126 | GRAHAM STG 2 |  | GRSES_UNIT2 | YOUNG | GAS | WEST | 1969 | 390 | 390 | 390 | 390 | 390 | 390 | 390 | 390 | 390 | 390 | 390
127 | GREENS BAYOU CTG 73 |  | GBY_GBYGT73 | HARRIS | GAS | HOUSTON | 1976 | 65 | 65 | 65 | 65 | 65 | 65 | 65 | 65 | 65 | 65 | 65
128 | GREENS BAYOU CTG 74 |  | GBY_GBYGT74 | HARRIS | GAS | HOUSTON | 1976 | 65 | 65 | 65 | 65 | 65 | 65 | 65 | 65 | 65 | 65 | 65
129 | GREENS BAYOU CTG 81 |  | GBY_GBYGT81 | HARRIS | GAS | HOUSTON | 1976 | 65 | 65 | 65 | 65 | 65 | 65 | 65 | 65 | 65 | 65 | 65
130 | GREENS BAYOU CTG 82 |  | GBY_GBYGT82 | HARRIS | GAS | HOUSTON | 1976 | 50 | 50 | 50 | 50 | 50 | 50 | 50 | 50 | 50 | 50 | 50
131 | GREENS BAYOU CTG 83 |  | GBY_GBYGT83 | HARRIS | GAS | HOUSTON | 1976 | 65 | 65 | 65 | 65 | 65 | 65 | 65 | 65 | 65 | 65 | 65
132 | GREENS BAYOU CTG 84 |  | GBY_GBYGT84 | HARRIS | GAS | HOUSTON | 1976 | 65 | 65 | 65 | 65 | 65 | 65 | 65 | 65 | 65 | 65 | 65
133 | GREENVILLE IC ENGINE PLANT IC 1 |  | STEAM_ENGINE_1 | HUNT | GAS | NORTH | 2010 | 8.2 | 8.2 | 8.2 | 8.2 | 8.2 | 8.2 | 8.2 | 8.2 | 8.2 | 8.2 | 8.2
134 | GREENVILLE IC ENGINE PLANT IC 2 |  | STEAM_ENGINE_2 | HUNT | GAS | NORTH | 2010 | 8.2 | 8.2 | 8.2 | 8.2 | 8.2 | 8.2 | 8.2 | 8.2 | 8.2 | 8.2 | 8.2
135 | GREENVILLE IC ENGINE PLANT IC 3 |  | STEAM_ENGINE_3 | HUNT | GAS | NORTH | 2010 | 8.2 | 8.2 | 8.2 | 8.2 | 8.2 | 8.2 | 8.2 | 8.2 | 8.2 | 8.2 | 8.2
136 | GUADALUPE ENERGY CENTER CTG 1 |  | GUADG_GAS1 | GUADALUPE | GAS | SOUTH | 2000 | 167 | 167 | 167 | 167 | 167 | 167 | 167 | 167 | 167 | 167 | 167
137 | GUADALUPE ENERGY CENTER CTG 2 |  | GUADG_GAS2 | GUADALUPE | GAS | SOUTH | 2000 | 167 | 167 | 167 | 167 | 167 | 167 | 167 | 167 | 167 | 167 | 167
138 | GUADALUPE ENERGY CENTER CTG 3 |  | GUADG_GAS3 | GUADALUPE | GAS | SOUTH | 2000 | 167 | 167 | 167 | 167 | 167 | 167 | 167 | 167 | 167 | 167 | 167
139 | GUADALUPE ENERGY CENTER CTG 4 |  | GUADG_GAS4 | GUADALUPE | GAS | SOUTH | 2000 | 167 | 167 | 167 | 167 | 167 | 167 | 167 | 167 | 167 | 167 | 167
140 | GUADALUPE ENERGY CENTER STG 5 |  | GUADG_STM5 | GUADALUPE | GAS | SOUTH | 2000 | 203 | 203 | 203 | 203 | 203 | 203 | 203 | 203 | 203 | 203 | 203
141 | GUADALUPE ENERGY CENTER STG 6 |  | GUADG_STM6 | GUADALUPE | GAS | SOUTH | 2000 | 203 | 203 | 203 | 203 | 203 | 203 | 203 | 203 | 203 | 203 | 203
142 | HANDLEY STG 3 |  | HLSES_UNIT3 | TARRANT | GAS | NORTH | 1963 | 395 | 395 | 395 | 395 | 395 | 395 | 395 | 395 | 395 | 395 | 395
143 | HANDLEY STG 4 |  | HLSES_UNIT4 | TARRANT | GAS | NORTH | 1976 | 435 | 435 | 435 | 435 | 435 | 435 | 435 | 435 | 435 | 435 | 435
144 | HANDLEY STG 5 |  | HLSES_UNIT5 | TARRANT | GAS | NORTH | 1977 | 435 | 435 | 435 | 435 | 435 | 435 | 435 | 435 | 435 | 435 | 435
145 | HAYS ENERGY FACILITY CSG 1 |  | HAYSEN_HAYSENG1 | HAYS | GAS | SOUTH | 2002 | 239 | 239 | 239 | 239 | 239 | 239 | 239 | 239 | 239 | 239 | 239
146 | HAYS ENERGY FACILITY CSG 2 |  | HAYSEN_HAYSENG2 | HAYS | GAS | SOUTH | 2002 | 240 | 240 | 240 | 240 | 240 | 240 | 240 | 240 | 240 | 240 | 240
147 | HAYS ENERGY FACILITY CSG 3 |  | HAYSEN_HAYSENG3 | HAYS | GAS | SOUTH | 2002 | 242 | 242 | 242 | 242 | 242 | 242 | 242 | 242 | 242 | 242 | 242
148 | HAYS ENERGY FACILITY CSG 4 |  | HAYSEN_HAYSENG4 | HAYS | GAS | SOUTH | 2002 | 243 | 243 | 243 | 243 | 243 | 243 | 243 | 243 | 243 | 243 | 243
149 | HIDALGO ENERGY CENTER CTG 1 |  | DUKE_DUKE_GT1 | HIDALGO | GAS | SOUTH | 2000 | 150 | 150 | 150 | 150 | 150 | 150 | 150 | 150 | 150 | 150 | 150
150 | HIDALGO ENERGY CENTER CTG 2 |  | DUKE_DUKE_GT2 | HIDALGO | GAS | SOUTH | 2000 | 150 | 150 | 150 | 150 | 150 | 150 | 150 | 150 | 150 | 150 | 150
151 | HIDALGO ENERGY CENTER STG 1 |  | DUKE_DUKE_ST1 | HIDALGO | GAS | SOUTH | 2000 | 176 | 176 | 176 | 176 | 176 | 176 | 176 | 176 | 176 | 176 | 176
152 | JACK COUNTY GEN FACILITY CTG 1 |  | JACKCNTY_CT1 | JACK | GAS | NORTH | 2006 | 160 | 160 | 160 | 160 | 160 | 160 | 160 | 160 | 160 | 160 | 160
153 | JACK COUNTY GEN FACILITY CTG 2 |  | JACKCNTY_CT2 | JACK | GAS | NORTH | 2006 | 160 | 160 | 160 | 160 | 160 | 160 | 160 | 160 | 160 | 160 | 160
154 | JACK COUNTY GEN FACILITY CTG 3 |  | JCKCNTY2_CT3 | JACK | GAS | NORTH | 2011 | 165 | 165 | 165 | 165 | 165 | 165 | 165 | 165 | 165 | 165 | 165
155 | JACK COUNTY GEN FACILITY CTG 4 |  | JCKCNTY2_CT4 | JACK | GAS | NORTH | 2011 | 165 | 165 | 165 | 165 | 165 | 165 | 165 | 165 | 165 | 165 | 165
156 | JACK COUNTY GEN FACILITY STG 1 |  | JACKCNTY_STG | JACK | GAS | NORTH | 2006 | 293 | 293 | 293 | 293 | 293 | 293 | 293 | 293 | 293 | 293 | 293
157 | JACK COUNTY GEN FACILITY STG 2 |  | JCKCNTY2_ST2 | JACK | GAS | NORTH | 2011 | 310 | 310 | 310 | 310 | 310 | 310 | 310 | 310 | 310 | 310 | 310
158 | JOHNSON COUNTY GEN FACILITY CTG 1 |  | TEN_CT1 | JOHNSON | GAS | NORTH | 1997 | 177 | 177 | 177 | 177 | 177 | 177 | 177 | 177 | 177 | 177 | 177
159 | JOHNSON COUNTY GEN FACILITY STG 1 |  | TEN_STG | JOHNSON | GAS | NORTH | 1997 | 106 | 106 | 106 | 106 | 106 | 106 | 106 | 106 | 106 | 106 | 106
160 | LAKE HUBBARD STG 1 |  | LHSES_UNIT1 | DALLAS | GAS | NORTH | 1970 | 392 | 392 | 392 | 392 | 392 | 392 | 392 | 392 | 392 | 392 | 392
161 | LAKE HUBBARD STG 2 |  | LHSES_UNIT2A | DALLAS | GAS | NORTH | 1973 | 523 | 523 | 523 | 523 | 523 | 523 | 523 | 523 | 523 | 523 | 523
162 | LAMAR ENERGY CENTER CTG 11 |  | LPCCS_CT11 | LAMAR | GAS | NORTH | 2000 | 186 | 186 | 186 | 186 | 186 | 186 | 186 | 186 | 186 | 186 | 186
163 | LAMAR ENERGY CENTER CTG 12 |  | LPCCS_CT12 | LAMAR | GAS | NORTH | 2000 | 178 | 178 | 178 | 178 | 178 | 178 | 178 | 178 | 178 | 178 | 178
164 | LAMAR ENERGY CENTER CTG 21 |  | LPCCS_CT21 | LAMAR | GAS | NORTH | 2000 | 178 | 178 | 178 | 178 | 178 | 178 | 178 | 178 | 178 | 178 | 178
165 | LAMAR ENERGY CENTER CTG 22 |  | LPCCS_CT22 | LAMAR | GAS | NORTH | 2000 | 186 | 186 | 186 | 186 | 186 | 186 | 186 | 186 | 186 | 186 | 186
166 | LAMAR ENERGY CENTER STG 1 |  | LPCCS_UNIT1 | LAMAR | GAS | NORTH | 2000 | 204 | 204 | 204 | 204 | 204 | 204 | 204 | 204 | 204 | 204 | 204
167 | LAMAR ENERGY CENTER STG 2 |  | LPCCS_UNIT2 | LAMAR | GAS | NORTH | 2000 | 204 | 204 | 204 | 204 | 204 | 204 | 204 | 204 | 204 | 204 | 204
168 | LAREDO CTG 4 |  | LARDVFTN_G4 | WEBB | GAS | SOUTH | 2008 | 97.4 | 97.4 | 97.4 | 97.4 | 97.4 | 97.4 | 97.4 | 97.4 | 97.4 | 97.4 | 97.4
169 | LAREDO CTG 5 |  | LARDVFTN_G5 | WEBB | GAS | SOUTH | 2008 | 94.4 | 94.4 | 94.4 | 94.4 | 94.4 | 94.4 | 94.4 | 94.4 | 94.4 | 94.4 | 94.4
170 | LEON CREEK PEAKER CTG 1 |  | LEON_CRK_LCPCT1 | BEXAR | GAS | SOUTH | 2004 | 46 | 46 | 46 | 46 | 46 | 46 | 46 | 46 | 46 | 46 | 46
171 | LEON CREEK PEAKER CTG 2 |  | LEON_CRK_LCPCT2 | BEXAR | GAS | SOUTH | 2004 | 46 | 46 | 46 | 46 | 46 | 46 | 46 | 46 | 46 | 46 | 46
172 | LEON CREEK PEAKER CTG 3 |  | LEON_CRK_LCPCT3 | BEXAR | GAS | SOUTH | 2004 | 46 | 46 | 46 | 46 | 46 | 46 | 46 | 46 | 46 | 46 | 46
173 | LEON CREEK PEAKER CTG 4 |  | LEON_CRK_LCPCT4 | BEXAR | GAS | SOUTH | 2004 | 46 | 46 | 46 | 46 | 46 | 46 | 46 | 46 | 46 | 46 | 46
174 | LOST PINES POWER CTG 1 |  | LOSTPI_LOSTPGT1 | BASTROP | GAS | SOUTH | 2001 | 183 | 183 | 183 | 183 | 183 | 183 | 183 | 183 | 183 | 183 | 183
175 | LOST PINES POWER CTG 2 |  | LOSTPI_LOSTPGT2 | BASTROP | GAS | SOUTH | 2001 | 183 | 183 | 183 | 183 | 183 | 183 | 183 | 183 | 183 | 183 | 183
176 | LOST PINES POWER STG 1 |  | LOSTPI_LOSTPST1 | BASTROP | GAS | SOUTH | 2001 | 192 | 192 | 192 | 192 | 192 | 192 | 192 | 192 | 192 | 192 | 192
177 | MAGIC VALLEY STATION CTG 1 |  | NEDIN_NEDIN_G1 | HIDALGO | GAS | SOUTH | 2001 | 218.6 | 218.6 | 218.6 | 218.6 | 218.6 | 218.6 | 218.6 | 218.6 | 218.6 | 218.6 | 218.6
178 | MAGIC VALLEY STATION CTG 2 |  | NEDIN_NEDIN_G2 | HIDALGO | GAS | SOUTH | 2001 | 218.6 | 218.6 | 218.6 | 218.6 | 218.6 | 218.6 | 218.6 | 218.6 | 218.6 | 218.6 | 218.6
179 | MAGIC VALLEY STATION STG 3 |  | NEDIN_NEDIN_G3 | HIDALGO | GAS | SOUTH | 2001 | 257.9 | 257.9 | 257.9 | 257.9 | 257.9 | 257.9 | 257.9 | 257.9 | 257.9 | 257.9 | 257.9
180 | MIDLOTHIAN ENERGY FACILITY CTG 1 |  | MDANP_CT1 | ELLIS | GAS | NORTH | 2001 | 258 | 258 | 258 | 258 | 258 | 258 | 258 | 258 | 258 | 258 | 258
181 | MIDLOTHIAN ENERGY FACILITY CTG 2 |  | MDANP_CT2 | ELLIS | GAS | NORTH | 2001 | 256 | 256 | 256 | 256 | 256 | 256 | 256 | 256 | 256 | 256 | 256
182 | MIDLOTHIAN ENERGY FACILITY CTG 3 |  | MDANP_CT3 | ELLIS | GAS | NORTH | 2001 | 255 | 255 | 255 | 255 | 255 | 255 | 255 | 255 | 255 | 255 | 255
183 | MIDLOTHIAN ENERGY FACILITY CTG 4 |  | MDANP_CT4 | ELLIS | GAS | NORTH | 2001 | 258 | 258 | 258 | 258 | 258 | 258 | 258 | 258 | 258 | 258 | 258
184 | MIDLOTHIAN ENERGY FACILITY CTG 5 |  | MDANP_CT5 | ELLIS | GAS | NORTH | 2002 | 276 | 276 | 276 | 276 | 276 | 276 | 276 | 276 | 276 | 276 | 276
185 | MIDLOTHIAN ENERGY FACILITY CTG 6 |  | MDANP_CT6 | ELLIS | GAS | NORTH | 2002 | 278 | 278 | 278 | 278 | 278 | 278 | 278 | 278 | 278 | 278 | 278
186 | MORGAN CREEK CTG 1 |  | MGSES_CT1 | MITCHELL | GAS | WEST | 1988 | 82 | 82 | 82 | 82 | 82 | 82 | 82 | 82 | 82 | 82 | 82
187 | MORGAN CREEK CTG 2 |  | MGSES_CT2 | MITCHELL | GAS | WEST | 1988 | 80 | 80 | 80 | 80 | 80 | 80 | 80 | 80 | 80 | 80 | 80
188 | MORGAN CREEK CTG 3 |  | MGSES_CT3 | MITCHELL | GAS | WEST | 1988 | 80 | 80 | 80 | 80 | 80 | 80 | 80 | 80 | 80 | 80 | 80
189 | MORGAN CREEK CTG 4 |  | MGSES_CT4 | MITCHELL | GAS | WEST | 1988 | 81 | 81 | 81 | 81 | 81 | 81 | 81 | 81 | 81 | 81 | 81
190 | MORGAN CREEK CTG 5 |  | MGSES_CT5 | MITCHELL | GAS | WEST | 1988 | 80 | 80 | 80 | 80 | 80 | 80 | 80 | 80 | 80 | 80 | 80
191 | MORGAN CREEK CTG 6 |  | MGSES_CT6 | MITCHELL | GAS | WEST | 1988 | 82 | 82 | 82 | 82 | 82 | 82 | 82 | 82 | 82 | 82 | 82
192 | MOUNTAIN CREEK STG 6 |  | MCSES_UNIT6 | DALLAS | GAS | NORTH | 1956 | 122 | 122 | 122 | 122 | 122 | 122 | 122 | 122 | 122 | 122 | 122
193 | MOUNTAIN CREEK STG 7 |  | MCSES_UNIT7 | DALLAS | GAS | NORTH | 1958 | 118 | 118 | 118 | 118 | 118 | 118 | 118 | 118 | 118 | 118 | 118
194 | MOUNTAIN CREEK STG 8 |  | MCSES_UNIT8 | DALLAS | GAS | NORTH | 1967 | 568 | 568 | 568 | 568 | 568 | 568 | 568 | 568 | 568 | 568 | 568
195 | NUECES BAY REPOWER CTG 8 |  | NUECES_B_NUECESG8 | NUECES | GAS | COASTAL | 2010 | 165 | 165 | 165 | 165 | 165 | 165 | 165 | 165 | 165 | 165 | 165
196 | NUECES BAY REPOWER CTG 9 |  | NUECES_B_NUECESG9 | NUECES | GAS | COASTAL | 2010 | 165 | 165 | 165 | 165 | 165 | 165 | 165 | 165 | 165 | 165 | 165
197 | NUECES BAY REPOWER STG 7 |  | NUECES_B_NUECESG7 | NUECES | GAS | COASTAL | 1972 | 325 | 325 | 325 | 325 | 325 | 325 | 325 | 325 | 325 | 325 | 325
198 | O W SOMMERS STG 1 |  | CALAVERS_OWS1 | BEXAR | GAS | SOUTH | 1972 | 420 | 420 | 420 | 420 | 420 | 420 | 420 | 420 | 420 | 420 | 420
199 | O W SOMMERS STG 2 |  | CALAVERS_OWS2 | BEXAR | GAS | SOUTH | 1974 | 410 | 410 | 410 | 410 | 410 | 410 | 410 | 410 | 410 | 410 | 410
200 | ODESSA-ECTOR POWER CTG 11 |  | OECCS_CT11 | ECTOR | GAS | WEST | 2001 | 195.2 | 195.2 | 195.2 | 195.2 | 195.2 | 195.2 | 195.2 | 195.2 | 195.2 | 195.2 | 195.2
201 | ODESSA-ECTOR POWER CTG 12 |  | OECCS_CT12 | ECTOR | GAS | WEST | 2001 | 189.1 | 189.1 | 189.1 | 189.1 | 189.1 | 189.1 | 189.1 | 189.1 | 189.1 | 189.1 | 189.1
202 | ODESSA-ECTOR POWER CTG 21 | 20INR0282 | OECCS_CT21 | ECTOR | GAS | WEST | 2001 | 195.2 | 195.2 | 195.2 | 195.2 | 195.2 | 195.2 | 195.2 | 195.2 | 195.2 | 195.2 | 195.2
203 | ODESSA-ECTOR POWER CTG 22 | 20INR0282 | OECCS_CT22 | ECTOR | GAS | WEST | 2001 | 189.1 | 189.1 | 189.1 | 189.1 | 189.1 | 189.1 | 189.1 | 189.1 | 189.1 | 189.1 | 189.1
204 | ODESSA-ECTOR POWER STG 1 |  | OECCS_UNIT1 | ECTOR | GAS | WEST | 2001 | 217 | 217 | 217 | 217 | 217 | 217 | 217 | 217 | 217 | 217 | 217
205 | ODESSA-ECTOR POWER STG 2 | 20INR0282 | OECCS_UNIT2 | ECTOR | GAS | WEST | 2001 | 217 | 217 | 217 | 217 | 217 | 217 | 217 | 217 | 217 | 217 | 217
206 | PANDA SHERMAN POWER CTG 1 |  | PANDA_S_SHER1CT1 | GRAYSON | GAS | NORTH | 2014 | 218.5 | 218.5 | 218.5 | 218.5 | 218.5 | 218.5 | 218.5 | 218.5 | 218.5 | 218.5 | 218.5
207 | PANDA SHERMAN POWER CTG 2 |  | PANDA_S_SHER1CT2 | GRAYSON | GAS | NORTH | 2014 | 218.5 | 218.5 | 218.5 | 218.5 | 218.5 | 218.5 | 218.5 | 218.5 | 218.5 | 218.5 | 218.5
208 | PANDA SHERMAN POWER STG 1 |  | PANDA_S_SHER1ST1 | GRAYSON | GAS | NORTH | 2014 | 333.6 | 333.6 | 333.6 | 333.6 | 333.6 | 333.6 | 333.6 | 333.6 | 333.6 | 333.6 | 333.6
209 | PANDA TEMPLE I POWER CTG 1 |  | PANDA_T1_TMPL1CT1 | BELL | GAS | NORTH | 2014 | 218.5 | 218.5 | 218.5 | 218.5 | 218.5 | 218.5 | 218.5 | 218.5 | 218.5 | 218.5 | 218.5
210 | PANDA TEMPLE I POWER CTG 2 |  | PANDA_T1_TMPL1CT2 | BELL | GAS | NORTH | 2014 | 218.5 | 218.5 | 218.5 | 218.5 | 218.5 | 218.5 | 218.5 | 218.5 | 218.5 | 218.5 | 218.5
211 | PANDA TEMPLE I POWER STG 1 |  | PANDA_T1_TMPL1ST1 | BELL | GAS | NORTH | 2014 | 333.6 | 333.6 | 333.6 | 333.6 | 333.6 | 333.6 | 333.6 | 333.6 | 333.6 | 333.6 | 333.6
212 | PANDA TEMPLE II POWER CTG 1 |  | PANDA_T2_TMPL2CT1 | BELL | GAS | NORTH | 2015 | 218.5 | 218.5 | 218.5 | 218.5 | 218.5 | 218.5 | 218.5 | 218.5 | 218.5 | 218.5 | 218.5
213 | PANDA TEMPLE II POWER CTG 2 |  | PANDA_T2_TMPL2CT2 | BELL | GAS | NORTH | 2015 | 218.5 | 218.5 | 218.5 | 218.5 | 218.5 | 218.5 | 218.5 | 218.5 | 218.5 | 218.5 | 218.5
214 | PANDA TEMPLE II POWER STG 1 |  | PANDA_T2_TMPL2ST1 | BELL | GAS | NORTH | 2015 | 333.6 | 333.6 | 333.6 | 333.6 | 333.6 | 333.6 | 333.6 | 333.6 | 333.6 | 333.6 | 333.6
215 | PARIS ENERGY CENTER CTG 1 |  | TNSKA_GT1 | LAMAR | GAS | NORTH | 1989 | 87 | 87 | 87 | 87 | 87 | 87 | 87 | 87 | 87 | 87 | 87
216 | PARIS ENERGY CENTER CTG 2 |  | TNSKA_GT2 | LAMAR | GAS | NORTH | 1989 | 87 | 87 | 87 | 87 | 87 | 87 | 87 | 87 | 87 | 87 | 87
217 | PARIS ENERGY CENTER STG 1 |  | TNSKA_STG | LAMAR | GAS | NORTH | 1990 | 89 | 89 | 89 | 89 | 89 | 89 | 89 | 89 | 89 | 89 | 89
218 | PASADENA COGEN FACILITY CTG 2 |  | PSG_PSG_GT2 | HARRIS | GAS | HOUSTON | 2000 | 176 | 176 | 176 | 176 | 176 | 176 | 176 | 176 | 176 | 176 | 176
219 | PASADENA COGEN FACILITY CTG 3 |  | PSG_PSG_GT3 | HARRIS | GAS | HOUSTON | 2000 | 176 | 176 | 176 | 176 | 176 | 176 | 176 | 176 | 176 | 176 | 176
220 | PASADENA COGEN FACILITY STG 2 |  | PSG_PSG_ST2 | HARRIS | GAS | HOUSTON | 2000 | 169 | 169 | 169 | 169 | 169 | 169 | 169 | 169 | 169 | 169 | 169
221 | PEARSALL ENGINE PLANT IC A |  | PEARSAL2_AGR_A | FRIO | GAS | SOUTH | 2012 | 50.6 | 50.6 | 50.6 | 50.6 | 50.6 | 50.6 | 50.6 | 50.6 | 50.6 | 50.6 | 50.6
222 | PEARSALL ENGINE PLANT IC B |  | PEARSAL2_AGR_B | FRIO | GAS | SOUTH | 2012 | 50.6 | 50.6 | 50.6 | 50.6 | 50.6 | 50.6 | 50.6 | 50.6 | 50.6 | 50.6 | 50.6
223 | PEARSALL ENGINE PLANT IC C |  | PEARSAL2_AGR_C | FRIO | GAS | SOUTH | 2012 | 50.6 | 50.6 | 50.6 | 50.6 | 50.6 | 50.6 | 50.6 | 50.6 | 50.6 | 50.6 | 50.6
224 | PEARSALL ENGINE PLANT IC D |  | PEARSAL2_AGR_D | FRIO | GAS | SOUTH | 2012 | 50.6 | 50.6 | 50.6 | 50.6 | 50.6 | 50.6 | 50.6 | 50.6 | 50.6 | 50.6 | 50.6
225 | PERMIAN BASIN CTG 1 |  | PB2SES_CT1 | WARD | GAS | WEST | 1988 | 79 | 79 | 79 | 79 | 79 | 79 | 79 | 79 | 79 | 79 | 79
226 | PERMIAN BASIN CTG 2 |  | PB2SES_CT2 | WARD | GAS | WEST | 1988 | 76 | 76 | 76 | 76 | 76 | 76 | 76 | 76 | 76 | 76 | 76
227 | PERMIAN BASIN CTG 3 |  | PB2SES_CT3 | WARD | GAS | WEST | 1988 | 78 | 78 | 78 | 78 | 78 | 78 | 78 | 78 | 78 | 78 | 78
228 | PERMIAN BASIN CTG 4 |  | PB2SES_CT4 | WARD | GAS | WEST | 1990 | 75 | 75 | 75 | 75 | 75 | 75 | 75 | 75 | 75 | 75 | 75
229 | PERMIAN BASIN CTG 5 |  | PB2SES_CT5 | WARD | GAS | WEST | 1990 | 79 | 79 | 79 | 79 | 79 | 79 | 79 | 79 | 79 | 79 | 79
230 | PHR PEAKERS (BAC) CTG 1 |  | BAC_CTG1 | GALVESTON | GAS | HOUSTON | 2018 | 65 | 65 | 65 | 65 | 65 | 65 | 65 | 65 | 65 | 65 | 65
231 | PHR PEAKERS (BAC) CTG 2 |  | BAC_CTG2 | GALVESTON | GAS | HOUSTON | 2018 | 65 | 65 | 65 | 65 | 65 | 65 | 65 | 65 | 65 | 65 | 65
232 | PHR PEAKERS (BAC) CTG 3 |  | BAC_CTG3 | GALVESTON | GAS | HOUSTON | 2018 | 65 | 65 | 65 | 65 | 65 | 65 | 65 | 65 | 65 | 65 | 65
233 | PHR PEAKERS (BAC) CTG 4 |  | BAC_CTG4 | GALVESTON | GAS | HOUSTON | 2018 | 65 | 65 | 65 | 65 | 65 | 65 | 65 | 65 | 65 | 65 | 65
234 | PHR PEAKERS (BAC) CTG 5 |  | BAC_CTG5 | GALVESTON | GAS | HOUSTON | 2018 | 64 | 64 | 64 | 64 | 64 | 64 | 64 | 64 | 64 | 64 | 64
235 | PHR PEAKERS (BAC) CTG 6 |  | BAC_CTG6 | GALVESTON | GAS | HOUSTON | 2018 | 65 | 65 | 65 | 65 | 65 | 65 | 65 | 65 | 65 | 65 | 65
236 | POWERLANE PLANT STG 1 |  | STEAM1A_STEAM_1 | HUNT | GAS | NORTH | 1966 | 17.5 | 17.5 | 17.5 | 17.5 | 17.5 | 17.5 | 17.5 | 17.5 | 17.5 | 17.5 | 17.5
237 | POWERLANE PLANT STG 2 |  | STEAM_STEAM_2 | HUNT | GAS | NORTH | 1967 | 23.5 | 23.5 | 23.5 | 23.5 | 23.5 | 23.5 | 23.5 | 23.5 | 23.5 | 23.5 | 23.5
238 | POWERLANE PLANT STG 3 |  | STEAM_STEAM_3 | HUNT | GAS | NORTH | 1978 | 39.5 | 39.5 | 39.5 | 39.5 | 39.5 | 39.5 | 39.5 | 39.5 | 39.5 | 39.5 | 39.5
239 | QUAIL RUN ENERGY CTG 1 |  | QALSW_GT1 | ECTOR | GAS | WEST | 2007 | 84 | 84 | 84 | 84 | 84 | 84 | 84 | 84 | 84 | 84 | 84
240 | QUAIL RUN ENERGY CTG 2 |  | QALSW_GT2 | ECTOR | GAS | WEST | 2007 | 86 | 86 | 86 | 86 | 86 | 86 | 86 | 86 | 86 | 86 | 86
241 | QUAIL RUN ENERGY CTG 3 |  | QALSW_GT3 | ECTOR | GAS | WEST | 2008 | 81 | 81 | 81 | 81 | 81 | 81 | 81 | 81 | 81 | 81 | 81
242 | QUAIL RUN ENERGY CTG 4 |  | QALSW_GT4 | ECTOR | GAS | WEST | 2008 | 81 | 81 | 81 | 81 | 81 | 81 | 81 | 81 | 81 | 81 | 81
243 | QUAIL RUN ENERGY STG 1 |  | QALSW_STG1 | ECTOR | GAS | WEST | 2007 | 98 | 98 | 98 | 98 | 98 | 98 | 98 | 98 | 98 | 98 | 98
244 | QUAIL RUN ENERGY STG 2 |  | QALSW_STG2 | ECTOR | GAS | WEST | 2008 | 98 | 98 | 98 | 98 | 98 | 98 | 98 | 98 | 98 | 98 | 98
245 | R MASSENGALE GT8 (LP&L) |  | MASSENGL_G8 | LUBBOCK | GAS | PANHANDLE | 2000 | 0 | 0 | 58.9 | 58.9 | 58.9 | 58.9 | 58.9 | 58.9 | 58.9 | 58.9 | 58.9
246 | R MASSENGALE ST7 (LP&L) |  | MASSENGL_G7 | LUBBOCK | GAS | PANHANDLE | 1959 | 0 | 0 | 20 | 20 | 20 | 20 | 20 | 20 | 20 | 20 | 20
247 | R W MILLER CTG 4 |  | MIL_MILLERG4 | PALO PINTO | GAS | NORTH | 1994 | 115 | 115 | 115 | 115 | 115 | 115 | 115 | 115 | 115 | 115 | 115
248 | R W MILLER CTG 5 |  | MIL_MILLERG5 | PALO PINTO | GAS | NORTH | 1994 | 115 | 115 | 115 | 115 | 115 | 115 | 115 | 115 | 115 | 115 | 115
249 | R W MILLER STG 1 |  | MIL_MILLERG1 | PALO PINTO | GAS | NORTH | 1968 | 75 | 75 | 75 | 75 | 75 | 75 | 75 | 75 | 75 | 75 | 75
250 | R W MILLER STG 2 |  | MIL_MILLERG2 | PALO PINTO | GAS | NORTH | 1972 | 120 | 120 | 120 | 120 | 120 | 120 | 120 | 120 | 120 | 120 | 120
251 | R W MILLER STG 3 |  | MIL_MILLERG3 | PALO PINTO | GAS | NORTH | 1975 | 208 | 208 | 208 | 208 | 208 | 208 | 208 | 208 | 208 | 208 | 208
252 | RAY OLINGER CTG 4 |  | OLINGR_OLING_4 | COLLIN | GAS | NORTH | 2001 | 84 | 84 | 84 | 84 | 84 | 84 | 84 | 84 | 84 | 84 | 84
253 | RAY OLINGER STG 1 |  | OLINGR_OLING_1 | COLLIN | GAS | NORTH | 1967 | 78 | 78 | 78 | 78 | 78 | 78 | 78 | 78 | 78 | 78 | 78
254 | RAY OLINGER STG 2 |  | OLINGR_OLING_2 | COLLIN | GAS | NORTH | 1971 | 107 | 107 | 107 | 107 | 107 | 107 | 107 | 107 | 107 | 107 | 107
255 | RAY OLINGER STG 3 |  | OLINGR_OLING_3 | COLLIN | GAS | NORTH | 1975 | 146 | 146 | 146 | 146 | 146 | 146 | 146 | 146 | 146 | 146 | 146
256 | REDGATE IC A |  | REDGATE_AGR_A | HIDALGO | GAS | SOUTH | 2016 | 56.3 | 56.3 | 56.3 | 56.3 | 56.3 | 56.3 | 56.3 | 56.3 | 56.3 | 56.3 | 56.3
257 | REDGATE IC B |  | REDGATE_AGR_B | HIDALGO | GAS | SOUTH | 2016 | 56.3 | 56.3 | 56.3 | 56.3 | 56.3 | 56.3 | 56.3 | 56.3 | 56.3 | 56.3 | 56.3
258 | REDGATE IC C |  | REDGATE_AGR_C | HIDALGO | GAS | SOUTH | 2016 | 56.3 | 56.3 | 56.3 | 56.3 | 56.3 | 56.3 | 56.3 | 56.3 | 56.3 | 56.3 | 56.3
259 | REDGATE IC D |  | REDGATE_AGR_D | HIDALGO | GAS | SOUTH | 2016 | 56.3 | 56.3 | 56.3 | 56.3 | 56.3 | 56.3 | 56.3 | 56.3 | 56.3 | 56.3 | 56.3
260 | RIO NOGALES POWER CTG 1 |  | RIONOG_CT1 | GUADALUPE | GAS | SOUTH | 2002 | 190 | 190 | 190 | 190 | 190 | 190 | 190 | 190 | 190 | 190 | 190
261 | RIO NOGALES POWER CTG 2 | 21INR0328 | RIONOG_CT2 | GUADALUPE | GAS | SOUTH | 2002 | 173 | 173 | 192 | 192 | 192 | 192 | 192 | 192 | 192 | 192 | 192
262 | RIO NOGALES POWER CTG 3 | 20INR0272 | RIONOG_CT3 | GUADALUPE | GAS | SOUTH | 2002 | 173 | 192 | 192 | 192 | 192 | 192 | 192 | 192 | 192 | 192 | 192
263 | RIO NOGALES POWER STG 4 | 19INR0205 | RIONOG_ST1 | GUADALUPE | GAS | SOUTH | 2002 | 323 | 323 | 323 | 323 | 323 | 323 | 323 | 323 | 323 | 323 | 323
264 | SAM RAYBURN POWER CTG 1 |  | RAYBURN_RAYBURG1 | VICTORIA | GAS | SOUTH | 1963 | 13.5 | 13.5 | 13.5 | 13.5 | 13.5 | 13.5 | 13.5 | 13.5 | 13.5 | 13.5 | 13.5
265 | SAM RAYBURN POWER CTG 2 |  | RAYBURN_RAYBURG2 | VICTORIA | GAS | SOUTH | 1963 | 13.5 | 13.5 | 13.5 | 13.5 | 13.5 | 13.5 | 13.5 | 13.5 | 13.5 | 13.5 | 13.5
266 | SAM RAYBURN POWER CTG 7 |  | RAYBURN_RAYBURG7 | VICTORIA | GAS | SOUTH | 2003 | 50 | 50 | 50 | 50 | 50 | 50 | 50 | 50 | 50 | 50 | 50
267 | SAM RAYBURN POWER CTG 8 |  | RAYBURN_RAYBURG8 | VICTORIA | GAS | SOUTH | 2003 | 51 | 51 | 51 | 51 | 51 | 51 | 51 | 51 | 51 | 51 | 51
268 | SAM RAYBURN POWER CTG 9 |  | RAYBURN_RAYBURG9 | VICTORIA | GAS | SOUTH | 2003 | 50 | 50 | 50 | 50 | 50 | 50 | 50 | 50 | 50 | 50 | 50
269 | SAM RAYBURN POWER STG 10 |  | RAYBURN_RAYBURG10 | VICTORIA | GAS | SOUTH | 2003 | 40 | 40 | 40 | 40 | 40 | 40 | 40 | 40 | 40 | 40 | 40
270 | SAN JACINTO SES CTG 1 |  | SJS_SJS_G1 | HARRIS | GAS | HOUSTON | 1995 | 87 | 87 | 87 | 87 | 87 | 87 | 87 | 87 | 87 | 87 | 87
271 | SAN JACINTO SES CTG 2 |  | SJS_SJS_G2 | HARRIS | GAS | HOUSTON | 1995 | 87 | 87 | 87 | 87 | 87 | 87 | 87 | 87 | 87 | 87 | 87
272 | SANDHILL ENERGY CENTER CTG 1 |  | SANDHSYD_SH1 | TRAVIS | GAS | SOUTH | 2001 | 48 | 48 | 48 | 48 | 48 | 48 | 48 | 48 | 48 | 48 | 48
273 | SANDHILL ENERGY CENTER CTG 2 |  | SANDHSYD_SH2 | TRAVIS | GAS | SOUTH | 2001 | 48 | 48 | 48 | 48 | 48 | 48 | 48 | 48 | 48 | 48 | 48
274 | SANDHILL ENERGY CENTER CTG 3 |  | SANDHSYD_SH3 | TRAVIS | GAS | SOUTH | 2001 | 48 | 48 | 48 | 48 | 48 | 48 | 48 | 48 | 48 | 48 | 48
275 | SANDHILL ENERGY CENTER CTG 4 |  | SANDHSYD_SH4 | TRAVIS | GAS | SOUTH | 2001 | 48 | 48 | 48 | 48 | 48 | 48 | 48 | 48 | 48 | 48 | 48
276 | SANDHILL ENERGY CENTER CTG 5A |  | SANDHSYD_SH_5A | TRAVIS | GAS | SOUTH | 2004 | 175 | 175 | 175 | 175 | 175 | 175 | 175 | 175 | 175 | 175 | 175
277 | SANDHILL ENERGY CENTER CTG 6 |  | SANDHSYD_SH6 | TRAVIS | GAS | SOUTH | 2010 | 48 | 48 | 48 | 48 | 48 | 48 | 48 | 48 | 48 | 48 | 48
278 | SANDHILL ENERGY CENTER CTG 7 |  | SANDHSYD_SH7 | TRAVIS | GAS | SOUTH | 2010 | 48 | 48 | 48 | 48 | 48 | 48 | 48 | 48 | 48 | 48 | 48
279 | SANDHILL ENERGY CENTER STG 5C |  | SANDHSYD_SH_5C | TRAVIS | GAS | SOUTH | 2004 | 150 | 150 | 150 | 150 | 150 | 150 | 150 | 150 | 150 | 150 | 150
280 | SILAS RAY CTG 10 |  | SILASRAY_SILAS_10 | CAMERON | GAS | COASTAL | 2004 | 46 | 46 | 46 | 46 | 46 | 46 | 46 | 46 | 46 | 46 | 46
281 | SILAS RAY POWER CTG 9 |  | SILASRAY_SILAS_9 | CAMERON | GAS | COASTAL | 1996 | 49 | 49 | 49 | 49 | 49 | 49 | 49 | 49 | 49 | 49 | 49
282 | SILAS RAY POWER STG 6 |  | SILASRAY_SILAS_6 | CAMERON | GAS | COASTAL | 1962 | 21 | 21 | 21 | 21 | 21 | 21 | 21 | 21 | 21 | 21 | 21
283 | SIM GIDEON STG 1 |  | GIDEON_GIDEONG1 | BASTROP | GAS | SOUTH | 1965 | 130 | 130 | 130 | 130 | 130 | 130 | 130 | 130 | 130 | 130 | 130
284 | SIM GIDEON STG 2 |  | GIDEON_GIDEONG2 | BASTROP | GAS | SOUTH | 1968 | 135 | 135 | 135 | 135 | 135 | 135 | 135 | 135 | 135 | 135 | 135
285 | SIM GIDEON STG 3 |  | GIDEON_GIDEONG3 | BASTROP | GAS | SOUTH | 1972 | 340 | 340 | 340 | 340 | 340 | 340 | 340 | 340 | 340 | 340 | 340
286 | SKY GLOBAL POWER ONE IC A |  | SKY1_SKY1A | COLORADO | GAS | SOUTH | 2016 | 26.7 | 26.7 | 26.7 | 26.7 | 26.7 | 26.7 | 26.7 | 26.7 | 26.7 | 26.7 | 26.7
287 | SKY GLOBAL POWER ONE IC B |  | SKY1_SKY1B | COLORADO | GAS | SOUTH | 2016 | 26.7 | 26.7 | 26.7 | 26.7 | 26.7 | 26.7 | 26.7 | 26.7 | 26.7 | 26.7 | 26.7
288 | STRYKER CREEK STG 1 |  | SCSES_UNIT1A | CHEROKEE | GAS | NORTH | 1958 | 167 | 167 | 167 | 167 | 167 | 167 | 167 | 167 | 167 | 167 | 167
289 | STRYKER CREEK STG 2 |  | SCSES_UNIT2 | CHEROKEE | GAS | NORTH | 1965 | 502 | 502 | 502 | 502 | 502 | 502 | 502 | 502 | 502 | 502 | 502
290 | T H WHARTON CTG 1 |  | THW_THWGT_1 | HARRIS | GAS | HOUSTON | 1967 | 13 | 13 | 13 | 13 | 13 | 13 | 13 | 13 | 13 | 13 | 13
291 | T H WHARTON POWER CTG 31 |  | THW_THWGT31 | HARRIS | GAS | HOUSTON | 1972 | 69 | 69 | 69 | 69 | 69 | 69 | 69 | 69 | 69 | 69 | 69
292 | T H WHARTON POWER CTG 32 |  | THW_THWGT32 | HARRIS | GAS | HOUSTON | 1972 | 69 | 69 | 69 | 69 | 69 | 69 | 69 | 69 | 69 | 69 | 69
293 | T H WHARTON POWER CTG 33 |  | THW_THWGT33 | HARRIS | GAS | HOUSTON | 1972 | 69 | 69 | 69 | 69 | 69 | 69 | 69 | 69 | 69 | 69 | 69
294 | T H WHARTON POWER CTG 34 |  | THW_THWGT34 | HARRIS | GAS | HOUSTON | 1972 | 69 | 69 | 69 | 69 | 69 | 69 | 69 | 69 | 69 | 69 | 69
295 | T H WHARTON POWER CTG 41 |  | THW_THWGT41 | HARRIS | GAS | HOUSTON | 1972 | 69 | 69 | 69 | 69 | 69 | 69 | 69 | 69 | 69 | 69 | 69
296 | T H WHARTON POWER CTG 42 |  | THW_THWGT42 | HARRIS | GAS | HOUSTON | 1972 | 69 | 69 | 69 | 69 | 69 | 69 | 69 | 69 | 69 | 69 | 69
297 | T H WHARTON POWER CTG 43 |  | THW_THWGT43 | HARRIS | GAS | HOUSTON | 1974 | 69 | 69 | 69 | 69 | 69 | 69 | 69 | 69 | 69 | 69 | 69
298 | T H WHARTON POWER CTG 44 |  | THW_THWGT44 | HARRIS | GAS | HOUSTON | 1974 | 69 | 69 | 69 | 69 | 69 | 69 | 69 | 69 | 69 | 69 | 69
299 | T H WHARTON POWER CTG 51 |  | THW_THWGT51 | HARRIS | GAS | HOUSTON | 1975 | 65 | 65 | 65 | 65 | 65 | 65 | 65 | 65 | 65 | 65 | 65
300 | T H WHARTON POWER CTG 52 |  | THW_THWGT52 | HARRIS | GAS | HOUSTON | 1975 | 65 | 65 | 65 | 65 | 65 | 65 | 65 | 65 | 65 | 65 | 65
301 | T H WHARTON POWER CTG 53 |  | THW_THWGT53 | HARRIS | GAS | HOUSTON | 1975 | 65 | 65 | 65 | 65 | 65 | 65 | 65 | 65 | 65 | 65 | 65
302 | T H WHARTON POWER CTG 54 |  | THW_THWGT54 | HARRIS | GAS | HOUSTON | 1975 | 65 | 65 | 65 | 65 | 65 | 65 | 65 | 65 | 65 | 65 | 65
303 | T H WHARTON POWER CTG 55 |  | THW_THWGT55 | HARRIS | GAS | HOUSTON | 1975 | 65 | 65 | 65 | 65 | 65 | 65 | 65 | 65 | 65 | 65 | 65
304 | T H WHARTON POWER CTG 56 |  | THW_THWGT56 | HARRIS | GAS | HOUSTON | 1975 | 65 | 65 | 65 | 65 | 65 | 65 | 65 | 65 | 65 | 65 | 65
305 | T H WHARTON POWER STG 3 |  | THW_THWST_3 | HARRIS | GAS | HOUSTON | 1974 | 110 | 110 | 110 | 110 | 110 | 110 | 110 | 110 | 110 | 110 | 110
306 | T H WHARTON POWER STG 4 |  | THW_THWST_4 | HARRIS | GAS | HOUSTON | 1974 | 110 | 110 | 110 | 110 | 110 | 110 | 110 | 110 | 110 | 110 | 110
307 | TEXAS CITY POWER CTG A |  | TXCTY_CTA | GALVESTON | GAS | HOUSTON | 2000 | 102.4 | 102.4 | 102.4 | 102.4 | 102.4 | 102.4 | 102.4 | 102.4 | 102.4 | 102.4 | 102.4
308 | TEXAS CITY POWER CTG B |  | TXCTY_CTB | GALVESTON | GAS | HOUSTON | 2000 | 102.4 | 102.4 | 102.4 | 102.4 | 102.4 | 102.4 | 102.4 | 102.4 | 102.4 | 102.4 | 102.4
309 | TEXAS CITY POWER CTG C |  | TXCTY_CTC | GALVESTON | GAS | HOUSTON | 2000 | 102.4 | 102.4 | 102.4 | 102.4 | 102.4 | 102.4 | 102.4 | 102.4 | 102.4 | 102.4 | 102.4
310 | TEXAS CITY POWER STG |  | TXCTY_ST | GALVESTON | GAS | HOUSTON | 2000 | 131.5 | 131.5 | 131.5 | 131.5 | 131.5 | 131.5 | 131.5 | 131.5 | 131.5 | 131.5 | 131.5
311 | TEXAS GULF SULPHUR CTG 1 |  | TGF_TGFGT_1 | WHARTON | GAS | SOUTH | 1985 | 80 | 80 | 80 | 80 | 80 | 80 | 80 | 80 | 80 | 80 | 80
312 | TRINIDAD STG 6 |  | TRSES_UNIT6 | HENDERSON | GAS | NORTH | 1965 | 235 | 235 | 235 | 235 | 235 | 235 | 235 | 235 | 235 | 235 | 235
313 | TY COOKE GT 2 |  | TO_BE_DETERMINED | LUBBOCK | GAS | PANHANDLE | 1971 | 0 | 0 | 16 | 16 | 16 | 16 | 16 | 16 | 16 | 16 | 16
314 | TY COOKE GT 3 |  | TO_BE_DETERMINED | LUBBOCK | GAS | PANHANDLE | 1974 | 0 | 0 | 17 | 17 | 17 | 17 | 17 | 17 | 17 | 17 | 17
315 | V H BRAUNIG CTG 5 |  | BRAUNIG_VHB6CT5 | BEXAR | GAS | SOUTH | 2009 | 48 | 48 | 48 | 48 | 48 | 48 | 48 | 48 | 48 | 48 | 48
316 | V H BRAUNIG CTG 6 |  | BRAUNIG_VHB6CT6 | BEXAR | GAS | SOUTH | 2009 | 48 | 48 | 48 | 48 | 48 | 48 | 48 | 48 | 48 | 48 | 48
317 | V H BRAUNIG CTG 7 |  | BRAUNIG_VHB6CT7 | BEXAR | GAS | SOUTH | 2009 | 48 | 48 | 48 | 48 | 48 | 48 | 48 | 48 | 48 | 48 | 48
318 | V H BRAUNIG CTG 8 |  | BRAUNIG_VHB6CT8 | BEXAR | GAS | SOUTH | 2009 | 47 | 47 | 47 | 47 | 47 | 47 | 47 | 47 | 47 | 47 | 47
319 | V H BRAUNIG STG 1 |  | BRAUNIG_VHB1 | BEXAR | GAS | SOUTH | 1966 | 217 | 217 | 217 | 217 | 217 | 217 | 217 | 217 | 217 | 217 | 217
320 | V H BRAUNIG STG 2 |  | BRAUNIG_VHB2 | BEXAR | GAS | SOUTH | 1968 | 230 | 230 | 230 | 230 | 230 | 230 | 230 | 230 | 230 | 230 | 230
321 | V H BRAUNIG STG 3 |  | BRAUNIG_VHB3 | BEXAR | GAS | SOUTH | 1970 | 412 | 412 | 412 | 412 | 412 | 412 | 412 | 412 | 412 | 412 | 412
322 | VICTORIA PORT (VICTPORT) CTG 1 |  | VICTPORT_CTG01 | VICTORIA | GAS | SOUTH | 2019 | 49.8 | 49.8 | 49.8 | 49.8 | 49.8 | 49.8 | 49.8 | 49.8 | 49.8 | 49.8 | 49.8
323 | VICTORIA PORT (VICTPORT) CTG 2 |  | VICTPORT_CTG02 | VICTORIA | GAS | SOUTH | 2019 | 49.8 | 49.8 | 49.8 | 49.8 | 49.8 | 49.8 | 49.8 | 49.8 | 49.8 | 49.8 | 49.8
324 | VICTORIA POWER CTG 6 |  | VICTORIA_VICTORG6 | VICTORIA | GAS | SOUTH | 2009 | 171 | 171 | 171 | 171 | 171 | 171 | 171 | 171 | 171 | 171 | 171
325 | VICTORIA POWER STG 5 |  | VICTORIA_VICTORG5 | VICTORIA | GAS | SOUTH | 1963 | 132 | 132 | 132 | 132 | 132 | 132 | 132 | 132 | 132 | 132 | 132
326 | W A PARISH CTG 1 |  | WAP_WAPGT_1 | FT. BEND | GAS | HOUSTON | 1967 | 13 | 13 | 13 | 13 | 13 | 13 | 13 | 13 | 13 | 13 | 13
327 | W A PARISH STG 1 |  | WAP_WAP_G1 | FT. BEND | GAS | HOUSTON | 1958 | 169 | 169 | 169 | 169 | 169 | 169 | 169 | 169 | 169 | 169 | 169
328 | W A PARISH STG 2 |  | WAP_WAP_G2 | FT. BEND | GAS | HOUSTON | 1958 | 169 | 169 | 169 | 169 | 169 | 169 | 169 | 169 | 169 | 169 | 169
329 | W A PARISH STG 3 |  | WAP_WAP_G3 | FT. BEND | GAS | HOUSTON | 1961 | 258 | 258 | 258 | 258 | 258 | 258 | 258 | 258 | 258 | 258 | 258
330 | W A PARISH STG 4 |  | WAP_WAP_G4 | FT. BEND | GAS | HOUSTON | 1968 | 552 | 552 | 552 | 552 | 552 | 552 | 552 | 552 | 552 | 552 | 552
331 | WICHITA FALLS CTG 1 |  | WFCOGEN_UNIT1 | WICHITA | GAS | WEST | 1987 | 20 | 20 | 20 | 20 | 20 | 20 | 20 | 20 | 20 | 20 | 20
332 | WICHITA FALLS CTG 2 |  | WFCOGEN_UNIT2 | WICHITA | GAS | WEST | 1987 | 20 | 20 | 20 | 20 | 20 | 20 | 20 | 20 | 20 | 20 | 20
333 | WICHITA FALLS CTG 3 |  | WFCOGEN_UNIT3 | WICHITA | GAS | WEST | 1987 | 20 | 20 | 20 | 20 | 20 | 20 | 20 | 20 | 20 | 20 | 20
334 | WICHITA FALLS STG 4 |  | WFCOGEN_UNIT4 | WICHITA | GAS | WEST | 1987 | 16 | 16 | 16 | 16 | 16 | 16 | 16 | 16 | 16 | 16 | 16
335 | WINCHESTER POWER PARK CTG 1 |  | WIPOPA_WPP_G1 | FAYETTE | GAS | SOUTH | 2009 | 46 | 46 | 46 | 46 | 46 | 46 | 46 | 46 | 46 | 46 | 46
336 | WINCHESTER POWER PARK CTG 2 |  | WIPOPA_WPP_G2 | FAYETTE | GAS | SOUTH | 2009 | 46 | 46 | 46 | 46 | 46 | 46 | 46 | 46 | 46 | 46 | 46
337 | WINCHESTER POWER PARK CTG 3 |  | WIPOPA_WPP_G3 | FAYETTE | GAS | SOUTH | 2009 | 46 | 46 | 46 | 46 | 46 | 46 | 46 | 46 | 46 | 46 | 46
338 | WINCHESTER POWER PARK CTG 4 |  | WIPOPA_WPP_G4 | FAYETTE | GAS | SOUTH | 2009 | 46 | 46 | 46 | 46 | 46 | 46 | 46 | 46 | 46 | 46 | 46
339 | WISE-TRACTEBEL POWER CTG 1 | 20INR0286 | WCPP_CT1 | WISE | GAS | NORTH | 2004 | 251 | 258 | 258 | 258 | 258 | 258 | 258 | 258 | 258 | 258 | 258
340 | WISE-TRACTEBEL POWER CTG 2 | 20INR0286 | WCPP_CT2 | WISE | GAS | NORTH | 2004 | 256 | 263 | 263 | 263 | 263 | 263 | 263 | 263 | 263 | 263 | 263
341 | WISE-TRACTEBEL POWER STG 1 | 20INR0286 | WCPP_ST1 | WISE | GAS | NORTH | 2004 | 298 | 305 | 305 | 305 | 305 | 305 | 305 | 305 | 305 | 305 | 305
342 | WOLF HOLLOW 2 CTG 4 | 18INR0076 | WHCCS2_CT4 | HOOD | GAS | NORTH | 2017 | 353.3 | 353.3 | 353.3 | 353.3 | 353.3 | 353.3 | 353.3 | 353.3 | 353.3 | 353.3 | 353.3
343 | WOLF HOLLOW 2 CTG 5 | 18INR0076 | WHCCS2_CT5 | HOOD | GAS | NORTH | 2017 | 354.6 | 354.6 | 354.6 | 354.6 | 354.6 | 354.6 | 354.6 | 354.6 | 354.6 | 354.6 | 354.6
344 | WOLF HOLLOW 2 STG 6 | 18INR0076 | WHCCS2_STG6 | HOOD | GAS | NORTH | 2017 | 485.1 | 485.1 | 485.1 | 485.1 | 485.1 | 485.1 | 485.1 | 485.1 | 485.1 | 485.1 | 485.1
345 | WOLF HOLLOW POWER CTG 1 |  | WHCCS_CT1 | HOOD | GAS | NORTH | 2002 | 249 | 249 | 249 | 249 | 249 | 249 | 249 | 249 | 249 | 249 | 249
346 | WOLF HOLLOW POWER CTG 2 |  | WHCCS_CT2 | HOOD | GAS | NORTH | 2002 | 249 | 249 | 249 | 249 | 249 | 249 | 249 | 249 | 249 | 249 | 249
347 | WOLF HOLLOW POWER STG |  | WHCCS_STG | HOOD | GAS | NORTH | 2002 | 293 | 293 | 293 | 293 | 293 | 293 | 293 | 293 | 293 | 293 | 293
348 | NACOGDOCHES POWER |  | NACPW_UNIT1 | NACOGDOCHES | BIOMASS | NORTH | 2012 | 105 | 105 | 105 | 105 | 105 | 105 | 105 | 105 | 105 | 105 | 105
349 | BIOENERGY AUSTIN WALZEM RD LFG |  | DG_WALZE_4UNITS | BEXAR | BIOMASS | SOUTH | 2002 | 9.8 | 9.8 | 9.8 | 9.8 | 9.8 | 9.8 | 9.8 | 9.8 | 9.8 | 9.8 | 9.8
350 | BIOENERGY TEXAS COVEL GARDENS LFG |  | DG_MEDIN_1UNIT | BEXAR | BIOMASS | SOUTH | 2005 | 9.6 | 9.6 | 9.6 | 9.6 | 9.6 | 9.6 | 9.6 | 9.6 | 9.6 | 9.6 | 9.6
351 | FARMERS BRANCH LANDFILL GAS TO ENERGY |  | DG_HBR_2UNITS | DENTON | BIOMASS | NORTH | 2011 | 3.2 | 3.2 | 3.2 | 3.2 | 3.2 | 3.2 | 3.2 | 3.2 | 3.2 | 3.2 | 3.2
352 | GRAND PRAIRIE LFG |  | DG_TRIRA_1UNIT | DALLAS | BIOMASS | NORTH | 2015 | 4 | 4 | 4 | 4 | 4 | 4 | 4 | 4 | 4 | 4 | 4
353 | NELSON GARDENS LFG |  | DG_78252_4UNITS | BEXAR | BIOMASS | SOUTH | 2013 | 4.2 | 4.2 | 4.2 | 4.2 | 4.2 | 4.2 | 4.2 | 4.2 | 4.2 | 4.2 | 4.2
354 | SKYLINE LFG |  | DG_FERIS_4 UNITS | DALLAS | BIOMASS | NORTH | 2007 | 6.4 | 6.4 | 6.4 | 6.4 | 6.4 | 6.4 | 6.4 | 6.4 | 6.4 | 6.4 | 6.4
355 | WM RENEWABLE-AUSTIN LFG |  | DG_SPRIN_4UNITS | TRAVIS | BIOMASS | SOUTH | 2007 | 6.4 | 6.4 | 6.4 | 6.4 | 6.4 | 6.4 | 6.4 | 6.4 | 6.4 | 6.4 | 6.4
356 | WM RENEWABLE-BIOENERGY PARTNERS LFG |  | DG_BIOE_2UNITS | DENTON | BIOMASS | NORTH | 1988 | 6.2 | 6.2 | 6.2 | 6.2 | 6.2 | 6.2 | 6.2 | 6.2 | 6.2 | 6.2 | 6.2
357 | WM RENEWABLE-DFW GAS RECOVERY LFG |  | DG_BIO2_4UNITS | DENTON | BIOMASS | NORTH | 2009 | 6.4 | 6.4 | 6.4 | 6.4 | 6.4 | 6.4 | 6.4 | 6.4 | 6.4 | 6.4 | 6.4
358 | WM RENEWABLE-MESQUITE CREEK LFG |  | DG_FREIH_2UNITS | COMAL | BIOMASS | SOUTH | 2011 | 3.2 | 3.2 | 3.2 | 3.2 | 3.2 | 3.2 | 3.2 | 3.2 | 3.2 | 3.2 | 3.2
359 | WM RENEWABLE-WESTSIDE LFG |  | DG_WSTHL_3UNITS | PARKER | BIOMASS | NORTH | 2010 | 4.8 | 4.8 | 4.8 | 4.8 | 4.8 | 4.8 | 4.8 | 4.8 | 4.8 | 4.8 | 4.8
360 | Operational Capacity Total (Nuclear, Coal, Gas, Biomass) | [6 empty] | 68217.2 | 68257.2 | 68449.9 | 68449.9 | 68449.9 | 68449.9 | 68449.9 | 68449.9 | 68449.9 | 68449.9 | 68449.9
361
362 | Operational Resources (Hydro)
363 | AMISTAD HYDRO 1 |  | AMISTAD_AMISTAG1 | VAL VERDE | HYDRO | WEST | 1983 | 37.9 | 37.9 | 37.9 | 37.9 | 37.9 | 37.9 | 37.9 | 37.9 | 37.9 | 37.9 | 37.9
364 | AMISTAD HYDRO 2 |  | AMISTAD_AMISTAG2 | VAL VERDE | HYDRO | WEST | 1983 | 37.9 | 37.9 | 37.9 | 37.9 | 37.9 | 37.9 | 37.9 | 37.9 | 37.9 | 37.9 | 37.9
365 | AUSTIN HYDRO 1 |  | AUSTPL_AUSTING1 | TRAVIS | HYDRO | SOUTH | 1940 | 8 | 8 | 8 | 8 | 8 | 8 | 8 | 8 | 8 | 8 | 8
366 | AUSTIN HYDRO 2 |  | AUSTPL_AUSTING2 | TRAVIS | HYDRO | SOUTH | 1940 | 9 | 9 | 9 | 9 | 9 | 9 | 9 | 9 | 9 | 9 | 9
367 | BUCHANAN HYDRO 1 |  | BUCHAN_BUCHANG1 | LLANO | HYDRO | SOUTH | 1938 | 16 | 16 | 16 | 16 | 16 | 16 | 16 | 16 | 16 | 16 | 16
368 | BUCHANAN HYDRO 2 |  | BUCHAN_BUCHANG2 | LLANO | HYDRO | SOUTH | 1938 | 16 | 16 | 16 | 16 | 16 | 16 | 16 | 16 | 16 | 16 | 16
369 | BUCHANAN HYDRO 3 |  | BUCHAN_BUCHANG3 | LLANO | HYDRO | SOUTH | 1950 | 17 | 17 | 17 | 17 | 17 | 17 | 17 | 17 | 17 | 17 | 17
370 | DENISON DAM 1 |  | DNDAM_DENISOG1 | GRAYSON | HYDRO | NORTH | 1944 | 40 | 40 | 40 | 40 | 40 | 40 | 40 | 40 | 40 | 40 | 40
371 | DENISON DAM 2 |  | DNDAM_DENISOG2 | GRAYSON | HYDRO | NORTH | 1948 | 40 | 40 | 40 | 40 | 40 | 40 | 40 | 40 | 40 | 40 | 40
372 | EAGLE PASS HYDRO |  | EAGLE_HY_EAGLE_HY1 | MAVERICK | HYDRO | SOUTH | 2005 | 9.6 | 9.6 | 9.6 | 9.6 | 9.6 | 9.6 | 9.6 | 9.6 | 9.6 | 9.6 | 9.6
373 | FALCON HYDRO 1 |  | FALCON_FALCONG1 | STARR | HYDRO | SOUTH | 1954 | 12 | 12 | 12 | 12 | 12 | 12 | 12 | 12 | 12 | 12 | 12
374 | FALCON HYDRO 2 |  | FALCON_FALCONG2 | STARR | HYDRO | SOUTH | 1954 | 12 | 12 | 12 | 12 | 12 | 12 | 12 | 12 | 12 | 12 | 12
375 | FALCON HYDRO 3 |  | FALCON_FALCONG3 | STARR | HYDRO | SOUTH | 1954 | 12 | 12 | 12 | 12 | 12 | 12 | 12 | 12 | 12 | 12 | 12
376 | GRANITE SHOALS HYDRO 1 |  | WIRTZ_WIRTZ_G1 | BURNET | HYDRO | SOUTH | 1954 | 29 | 29 | 29 | 29 | 29 | 29 | 29 | 29 | 29 | 29 | 29
377 | GRANITE SHOALS HYDRO 2 |  | WIRTZ_WIRTZ_G2 | BURNET | HYDRO | SOUTH | 1951 | 29 | 29 | 29 | 29 | 29 | 29 | 29 | 29 | 29 | 29 | 29
378 | GUADALUPE BLANCO RIVER AUTH-CANYON |  | CANYHY_CANYHYG1 | COMAL | HYDRO | SOUTH | 1989 | 6 | 6 | 6 | 6 | 6 | 6 | 6 | 6 | 6 | 6 | 6
379 | INKS HYDRO 1 |  | INKSDA_INKS_G1 | LLANO | HYDRO | SOUTH | 1938 | 14 | 14 | 14 | 14 | 14 | 14 | 14 | 14 | 14 | 14 | 14
380 | MARBLE FALLS HYDRO 1 |  | MARBFA_MARBFAG1 | BURNET | HYDRO | SOUTH | 1951 | 21 | 21 | 21 | 21 | 21 | 21 | 21 | 21 | 21 | 21 | 21
381 | MARBLE FALLS HYDRO 2 |  | MARBFA_MARBFAG2 | BURNET | HYDRO | SOUTH | 1951 | 20 | 20 | 20 | 20 | 20 | 20 | 20 | 20 | 20 | 20 | 20
382 | MARSHALL FORD HYDRO 1 |  | MARSFO_MARSFOG1 | TRAVIS | HYDRO | SOUTH | 1941 | 36 | 36 | 36 | 36 | 36 | 36 | 36 | 36 | 36 | 36 | 36
383 | MARSHALL FORD HYDRO 2 |  | MARSFO_MARSFOG2 | TRAVIS | HYDRO | SOUTH | 1941 | 36 | 36 | 36 | 36 | 36 | 36 | 36 | 36 | 36 | 36 | 36
384 | MARSHALL FORD HYDRO 3 |  | MARSFO_MARSFOG3 | TRAVIS | HYDRO | SOUTH | 1941 | 29 | 29 | 29 | 29 | 29 | 29 | 29 | 29 | 29 | 29 | 29
385 | WHITNEY DAM HYDRO |  | WND_WHITNEY1 | BOSQUE | HYDRO | NORTH | 1953 | 22 | 22 | 22 | 22 | 22 | 22 | 22 | 22 | 22 | 22 | 22
386 | WHITNEY DAM HYDRO 2 |  | WND_WHITNEY2 | BOSQUE | HYDRO | NORTH | 1953 | 22 | 22 | 22 | 22 | 22 | 22 | 22 | 22 | 22 | 22 | 22
387 | ARLINGTON OUTLET HYDROELECTRIC FACILITY |  | DG_OAKHL_1UNIT | TARRANT | HYDRO | NORTH | 2014 | 1.4 | 1.4 | 1.4 | 1.4 | 1.4 | 1.4 | 1.4 | 1.4 | 1.4 | 1.4 | 1.4
388 | CITY OF GONZALES HYDRO |  | DG_GONZ_HYDRO_GONZ_HYDRO | GONZALES | HYDRO | SOUTH | 1986 | 1.5 | 1.5 | 1.5 | 1.5 | 1.5 | 1.5 | 1.5 | 1.5 | 1.5 | 1.5 | 1.5
389 | GUADALUPE BLANCO RIVER AUTH-LAKEWOOD TAP |  | DG_LKWDT_2UNITS | GONZALES | HYDRO | SOUTH | 1931 | 4.8 | 4.8 | 4.8 | 4.8 | 4.8 | 4.8 | 4.8 | 4.8 | 4.8 | 4.8 | 4.8
390 | GUADALUPE BLANCO RIVER AUTH-MCQUEENEY |  | DG_MCQUE_5UNITS | GUADALUPE | HYDRO | SOUTH | 1928 | 7.7 | 7.7 | 7.7 | 7.7 | 7.7 | 7.7 | 7.7 | 7.7 | 7.7 | 7.7 | 7.7
391 | GUADALUPE BLANCO RIVER AUTH-SCHUMANSVILLE |  | DG_SCHUM_2UNITS | GUADALUPE | HYDRO | SOUTH | 1928 | 3.6 | 3.6 | 3.6 | 3.6 | 3.6 | 3.6 | 3.6 | 3.6 | 3.6 | 3.6 | 3.6
392 | LEWISVILLE HYDRO-CITY OF GARLAND |  | DG_LWSVL_1UNIT | DENTON | HYDRO | NORTH | 1991 | 2.2 | 2.2 | 2.2 | 2.2 | 2.2 | 2.2 | 2.2 | 2.2 | 2.2 | 2.2 | 2.2
393 | Operational Capacity Total (Hydro) | [6 empty] | 552.6 | 552.6 | 552.6 | 552.6 | 552.6 | 552.6 | 552.6 | 552.6 | 552.6 | 552.6 | 552.6
394 | Hydro Capacity Contribution (Top 20 Hours) |  | HYDRO_CAP_CONT |  |  |  |  | 432.4 | 432.4 | 432.4 | 432.4 | 432.4 | 432.4 | 432.4 | 432.4 | 432.4 | 432.4 | 432.4
395
396 | Operational Capacity Unavailable due to Extended Outage or Derate |  | OPERATION_UNAVAIL |  |  |  |  | 0 | 0 | 0 | 0 | 0 | 0 | 0 | 0 | 0 | 0 | 0
397 | Operational Capacity Total (Including Hydro) |  | OPERATION_TOTAL |  |  |  |  | 68649.6 | 68689.6 | 68882.3 | 68882.3 | 68882.3 | 68882.3 | 68882.3 | 68882.3 | 68882.3 | 68882.3 | 68882.3
398
399 | Operational Resources (Switchable)
400 | ANTELOPE IC 1 |  | AEEC_ANTLP_1 | HALE | GAS | PANHANDLE | 2016 | 56 | 56 | 56 | 56 | 56 | 56 | 56 | 56 | 56 | 56 | 56
401 | ANTELOPE IC 2 |  | AEEC_ANTLP_2 | HALE | GAS | PANHANDLE | 2016 | 56 | 56 | 56 | 56 | 56 | 56 | 56 | 56 | 56 | 56 | 56
402 | ANTELOPE IC 3 |  | AEEC_ANTLP_3 | HALE | GAS | PANHANDLE | 2016 | 56 | 56 | 56 | 56 | 56 | 56 | 56 | 56 | 56 | 56 | 56
403 | ELK STATION CTG 1 |  | AEEC_ELK_1 | HALE | GAS | PANHANDLE | 2016 | 200 | 200 | 200 | 200 | 200 | 200 | 200 | 200 | 200 | 200 | 200
404 | ELK STATION CTG 2 |  | AEEC_ELK_2 | HALE | GAS | PANHANDLE | 2016 | 200 | 200 | 200 | 200 | 200 | 200 | 200 | 200 | 200 | 200 | 200
405 | TENASKA FRONTIER STATION CTG 1 |  | FTR_FTR_G1 | GRIMES | GAS | NORTH | 2000 | 180 | 180 | 180 | 180 | 180 | 180 | 180 | 180 | 180 | 180 | 180
406 | TENASKA FRONTIER STATION CTG 2 |  | FTR_FTR_G2 | GRIMES | GAS | NORTH | 2000 | 180 | 180 | 180 | 180 | 180 | 180 | 180 | 180 | 180 | 180 | 180
407 | TENASKA FRONTIER STATION CTG 3 |  | FTR_FTR_G3 | GRIMES | GAS | NORTH | 2000 | 180 | 180 | 180 | 180 | 180 | 180 | 180 | 180 | 180 | 180 | 180
408 | TENASKA FRONTIER STATION STG 4 |  | FTR_FTR_G4 | GRIMES | GAS | NORTH | 2000 | 400 | 400 | 400 | 400 | 400 | 400 | 400 | 400 | 400 | 400 | 400
409 | TENASKA GATEWAY STATION CTG 1 |  | TGCCS_CT1 | RUSK | GAS | NORTH | 2001 | 162 | 162 | 162 | 162 | 162 | 162 | 162 | 162 | 162 | 162 | 162
410 | TENASKA GATEWAY STATION CTG 2 |  | TGCCS_CT2 | RUSK | GAS | NORTH | 2001 | 179 | 179 | 179 | 179 | 179 | 179 | 179 | 179 | 179 | 179 | 179
411 | TENASKA GATEWAY STATION CTG 3 |  | TGCCS_CT3 | RUSK | GAS | NORTH | 2001 | 178 | 178 | 178 | 178 | 178 | 178 | 178 | 178 | 178 | 178 | 178
412 | TENASKA GATEWAY STATION STG 4 |  | TGCCS_UNIT4 | RUSK | GAS | NORTH | 2001 | 389 | 389 | 389 | 389 | 389 | 389 | 389 | 389 | 389 | 389 | 389
413 | TENASKA KIAMICHI STATION 1CT101 |  | KMCHI_1CT101 | FANNIN | GAS | NORTH | 2003 | 167 | 167 | 167 | 167 | 167 | 167 | 167 | 167 | 167 | 167 | 167
414 | TENASKA KIAMICHI STATION 1CT201 |  | KMCHI_1CT201 | FANNIN | GAS | NORTH | 2003 | 164 | 164 | 164 | 164 | 164 | 164 | 164 | 164 | 164 | 164 | 164
415 | TENASKA KIAMICHI STATION 1ST |  | KMCHI_1ST | FANNIN | GAS | NORTH | 2003 | 310 | 310 | 310 | 310 | 310 | 310 | 310 | 310 | 310 | 310 | 310
416 | TENASKA KIAMICHI STATION 2CT101 |  | KMCHI_2CT101 | FANNIN | GAS | NORTH | 2003 | 170 | 170 | 170 | 170 | 170 | 170 | 170 | 170 | 170 | 170 | 170
417 | TENASKA KIAMICHI STATION 2CT201 |  | KMCHI_2CT201 | FANNIN | GAS | NORTH | 2003 | 173 | 173 | 173 | 173 | 173 | 173 | 173 | 173 | 173 | 173 | 173
418 | TENASKA KIAMICHI STATION 2ST |  | KMCHI_2ST | FANNIN | GAS | NORTH | 2003 | 310 | 310 | 310 | 310 | 310 | 310 | 310 | 310 | 310 | 310 | 310
419 | Switchable Capacity Total | [6 empty] | 3710 | 3710 | 3710 | 3710 | 3710 | 3710 | 3710 | 3710 | 3710 | 3710 | 3710
420
421 | Switchable Capacity Unavailable to ERCOT
422 | ANTELOPE IC 1 |  | AEEC_ANTLP_1_UNAVAIL | HALE | GAS | PANHANDLE | 2017 | -56 | -56 | -56 | -56 | -56 | -56 | -56 | -56 | -56 | -56 | -56
423 | ANTELOPE IC 2 |  | AEEC_ANTLP_2_UNAVAIL | HALE | GAS | PANHANDLE | 2017 | -56 | -56 | -56 | -56 | -56 | -56 | -56 | -56 | -56 | -56 | -56
424 | ANTELOPE IC 3 |  | AEEC_ANTLP_3_UNAVAIL | HALE | GAS | PANHANDLE | 2017 | -56 | -56 | -56 | -56 | -56 | -56 | -56 | -56 | -56 | -56 | -56
425 | ELK STATION CTG 1 |  | AEEC_ELK_1_UNAVAIL | HALE | GAS | PANHANDLE | 2017 | -200 | -200 | -200 | -200 | -200 | -200 | -200 | -200 | -200 | -200 | -200
426 | ELK STATION CTG 2 |  | AEEC_ELK_2_UNAVAIL | HALE | GAS | PANHANDLE | 2017 | -200 | -200 | -200 | -200 | -200 | -200 | -200 | -200 | -200 | -200 | -200
427 | TENASKA FRONTIER STATION |  | FTR_FTR_UNAVAIL | GRIMES | GAS | NORTH | 2016 | -300 | -300 | 0 | 0 | 0 | 0 | 0 | 0 | 0 | 0 | 0
428 | Switchable Capacity Unavailable to ERCOT |  | SWITCH_UNAVAIL |  |  |  |  | -868 | -868 | -568 | -568 | -568 | -568 | -568 | -568 | -568 | -568 | -568
429
430 | Available Mothball Capacity based on Owner's Return Probability |  | MOTH_AVAIL |  | GAS |  |  | 0 | 0 | 0 | 0 | 0 | 0 | 0 | 0 | 0 | 0 | 0
431
432 | Private-Use Network Capacity Contribution (Top 20 Hours) |  | PUN_CAP_CONT |  | GAS |  |  | 3962.6289 | 3962.6289 | 3962.6289 | 3962.6289 | 3962.6289 | 3962.6289 | 3962.6289 | 3962.6289 | 3962.6289 | 3962.6289 | 3962.6289
433 | Private-Use Network Forecast Adjustment (per Protocol 10.3.2.4) |  | PUN_CAP_ADJUST |  | GAS |  |  | -9 | -89 | -109 | -109 | -364 | -364 | -364 | -364 | -364 | -364 | -364
434
435 | Operational Resources (Wind)
436 | BAFFIN WIND UNIT1 |  | BAFFIN_UNIT1 | KENEDY | WIND-C | COASTAL | 2016 | 100 | 100 | 100 | 100 | 100 | 100 | 100 | 100 | 100 | 100 | 100
437 | BAFFIN WIND UNIT2 |  | BAFFIN_UNIT2 | KENEDY | WIND-C | COASTAL | 2016 | 102 | 102 | 102 | 102 | 102 | 102 | 102 | 102 | 102 | 102 | 102
438 | BRUENNING'S BREEZE A |  | BBREEZE_UNIT1 | WILLACY | WIND-C | COASTAL | 2017 | 120 | 120 | 120 | 120 | 120 | 120 | 120 | 120 | 120 | 120 | 120
439 | BRUENNING'S BREEZE B |  | BBREEZE_UNIT2 | WILLACY | WIND-C | COASTAL | 2017 | 108 | 108 | 108 | 108 | 108 | 108 | 108 | 108 | 108 | 108 | 108
440 | CAMERON COUNTY WIND |  | CAMWIND_UNIT1 | CAMERON | WIND-C | COASTAL | 2016 | 165 | 165 | 165 | 165 | 165 | 165 | 165 | 165 | 165 | 165 | 165
441 | CHAPMAN RANCH WIND IA (SANTA CRUZ) |  | SANTACRU_UNIT1 | NUECES | WIND-C | COASTAL | 2017 | 150.6 | 150.6 | 150.6 | 150.6 | 150.6 | 150.6 | 150.6 | 150.6 | 150.6 | 150.6 | 150.6
442 | CHAPMAN RANCH WIND IB (SANTA CRUZ) |  | SANTACRU_UNIT2 | NUECES | WIND-C | COASTAL | 2017 | 98.4 | 98.4 | 98.4 | 98.4 | 98.4 | 98.4 | 98.4 | 98.4 | 98.4 | 98.4 | 98.4
443 | GULF WIND I |  | TGW_T1 | KENEDY | WIND-C | COASTAL | 2010 | 141.6 | 141.6 | 141.6 | 141.6 | 141.6 | 141.6 | 141.6 | 141.6 | 141.6 | 141.6 | 141.6
444 | GULF WIND II |  | TGW_T2 | KENEDY | WIND-C | COASTAL | 2010 | 141.6 | 141.6 | 141.6 | 141.6 | 141.6 | 141.6 | 141.6 | 141.6 | 141.6 | 141.6 | 141.6
445 | LOS VIENTOS WIND I |  | LV1_LV1A | WILLACY | WIND-C | COASTAL | 2013 | 200.1 | 200.1 | 200.1 | 200.1 | 200.1 | 200.1 | 200.1 | 200.1 | 200.1 | 200.1 | 200.1
446 | LOS VIENTOS WIND II |  | LV1_LV1B | WILLACY | WIND-C | COASTAL | 2013 | 201.6 | 201.6 | 201.6 | 201.6 | 201.6 | 201.6 | 201.6 | 201.6 | 201.6 | 201.6 | 201.6
447 | MAGIC VALLEY WIND (REDFISH) 1A |  | REDFISH_MV1A | WILLACY | WIND-C | COASTAL | 2012 | 99.8 | 99.8 | 99.8 | 99.8 | 99.8 | 99.8 | 99.8 | 99.8 | 99.8 | 99.8 | 99.8
448 | MAGIC VALLEY WIND (REDFISH) 1B |  | REDFISH_MV1B | WILLACY | WIND-C | COASTAL | 2012 | 103.5 | 103.5 | 103.5 | 103.5 | 103.5 | 103.5 | 103.5 | 103.5 | 103.5 | 103.5 | 103.5
449 | MIDWAY WIND |  | MIDWIND_UNIT1 | SAN PATRICIO | WIND-C | COASTAL | 2019 | 162.8 | 162.8 | 162.8 | 162.8 | 162.8 | 162.8 | 162.8 | 162.8 | 162.8 | 162.8 | 162.8
450 | PAPALOTE CREEK WIND |  | PAP1_PAP1 | SAN PATRICIO | WIND-C | COASTAL | 2009 | 179.9 | 179.9 | 179.9 | 179.9 | 179.9 | 179.9 | 179.9 | 179.9 | 179.9 | 179.9 | 179.9
451 | PAPALOTE CREEK WIND II |  | COTTON_PAP2 | SAN PATRICIO | WIND-C | COASTAL | 2010 | 200.1 | 200.1 | 200.1 | 200.1 | 200.1 | 200.1 | 200.1 | 200.1 | 200.1 | 200.1 | 200.1
452 | PENASCAL WIND 1 |  | PENA_UNIT1 | KENEDY | WIND-C | COASTAL | 2009 | 160.8 | 160.8 | 160.8 | 160.8 | 160.8 | 160.8 | 160.8 | 160.8 | 160.8 | 160.8 | 160.8
453 | PENASCAL WIND 2 |  | PENA_UNIT2 | KENEDY | WIND-C | COASTAL | 2009 | 141.6 | 141.6 | 141.6 | 141.6 | 141.6 | 141.6 | 141.6 | 141.6 | 141.6 | 141.6 | 141.6
454 | PENASCAL WIND 3 |  | PENA3_UNIT3 | KENEDY | WIND-C | COASTAL | 2011 | 100.8 | 100.8 | 100.8 | 100.8 | 100.8 | 100.8 | 100.8 | 100.8 | 100.8 | 100.8 | 100.8
455 | SAN ROMAN WIND |  | SANROMAN_WIND_1 | CAMERON | WIND-C | COASTAL | 2017 | 95.2 | 95.2 | 95.2 | 95.2 | 95.2 | 95.2 | 95.2 | 95.2 | 95.2 | 95.2 | 95.2
456 | STELLA WIND |  | STELLA_UNIT1 | KENEDY | WIND-C | COASTAL | 2018 | 201 | 201 | 201 | 201 | 201 | 201 | 201 | 201 | 201 | 201 | 201
457 | HARBOR WIND |  | DG_NUECE_6UNITS | NUECES | WIND-C | COASTAL | 2012 | 9 | 9 | 9 | 9 | 9 | 9 | 9 | 9 | 9 | 9 | 9
458 | BRISCOE WIND |  | BRISCOE_WIND | BRISCOE | WIND-P | PANHANDLE | 2015 | 149.8 | 149.8 | 149.8 | 149.8 | 149.8 | 149.8 | 149.8 | 149.8 | 149.8 | 149.8 | 149.8
459 | COTTON PLAINS WIND |  | COTPLNS_COTTONPL | FLOYD | WIND-P | PANHANDLE | 2017 | 50.4 | 50.4 | 50.4 | 50.4 | 50.4 | 50.4 | 50.4 | 50.4 | 50.4 | 50.4 | 50.4
460 | DOUG COLBECK'S CORNER (CONWAY) B |  | GRANDVW1_COLB | CARSON | WIND-P | PANHANDLE | 2016 | 100.2 | 100.2 | 100.2 | 100.2 | 100.2 | 100.2 | 100.2 | 100.2 | 100.2 | 100.2 | 100.2
461 | DOUG COLBECK'S CORNER (CONWAY) A |  | GRANDVW1_COLA | CARSON | WIND-P | PANHANDLE | 2016 | 100.2 | 100.2 | 100.2 | 100.2 | 100.2 | 100.2 | 100.2 | 100.2 | 100.2 | 100.2 | 100.2
462 | FALVEZ ASTRA WIND |  | ASTRA_UNIT1 | RANDALL | WIND-P | PANHANDLE | 2017 | 163.2 | 163.2 | 163.2 | 163.2 | 163.2 | 163.2 | 163.2 | 163.2 | 163.2 | 163.2 | 163.2
463 | GRANDVIEW WIND 1 (CONWAY) GV1A |  | GRANDVW1_GV1A | CARSON | WIND-P | PANHANDLE | 2014 | 107.4 | 107.4 | 107.4 | 107.4 | 107.4 | 107.4 | 107.4 | 107.4 | 107.4 | 107.4 | 107.4
464 | GRANDVIEW WIND 1 (CONWAY) GV1B |  | GRANDVW1_GV1B | CARSON | WIND-P | PANHANDLE | 2014 | 103.8 | 103.8 | 103.8 | 103.8 | 103.8 | 103.8 | 103.8 | 103.8 | 103.8 | 103.8 | 103.8
465 | HEREFORD WIND G |  | HRFDWIND_WIND_G | DEAF SMITH | WIND-P | PANHANDLE | 2015 | 99.9 | 99.9 | 99.9 | 99.9 | 99.9 | 99.9 | 99.9 | 99.9 | 99.9 | 99.9 | 99.9
466 | HEREFORD WIND V |  | HRFDWIND_WIND_V | DEAF SMITH | WIND-P | PANHANDLE | 2015 | 100 | 100 | 100 | 100 | 100 | 100 | 100 | 100 | 100 | 100 | 100
467 | JUMBO ROAD WIND 1 |  | HRFDWIND_JRDWIND1 | DEAF SMITH | WIND-P | PANHANDLE | 2015 | 146.2 | 146.2 | 146.2 | 146.2 | 146.2 | 146.2 | 146.2 | 146.2 | 146.2 | 146.2 | 146.2
468 | JUMBO ROAD WIND 2 |  | HRFDWIND_JRDWIND2 | DEAF SMITH | WIND-P | PANHANDLE | 2015 | 153.6 | 153.6 | 153.6 | 153.6 | 153.6 | 153.6 | 153.6 | 153.6 | 153.6 | 153.6 | 153.6
469 | LONGHORN WIND NORTH U1 |  | LHORN_N_UNIT1 | FLOYD | WIND-P | PANHANDLE | 2015 | 100 | 100 | 100 | 100 | 100 | 100 | 100 | 100 | 100 | 100 | 100
470 | LONGHORN WIND NORTH U2 |  | LHORN_N_UNIT2 | FLOYD | WIND-P | PANHANDLE | 2015 | 100 | 100 | 100 | 100 | 100 | 100 | 100 | 100 | 100 | 100 | 100
471 | MARIAH DEL NORTE 1 |  | MARIAH_NORTE1 | PARMER | WIND-P | PANHANDLE | 2017 | 115.2 | 115.2 | 115.2 | 115.2 | 115.2 | 115.2 | 115.2 | 115.2 | 115.2 | 115.2 | 115.2
472 | MARIAH DEL NORTE 2 |  | MARIAH_NORTE2 | PARMER | WIND-P | PANHANDLE | 2017 | 115.2 | 115.2 | 115.2 | 115.2 | 115.2 | 115.2 | 115.2 | 115.2 | 115.2 | 115.2 | 115.2
473 | MCADOO WIND | 20INR0295 | MWEC_G1 | DICKENS | WIND-P | PANHANDLE | 2008 | 150 | 162 | 162 | 162 | 162 | 162 | 162 | 162 | 162 | 162 | 162
474 | MIAMI WIND G1 |  | MIAM1_G1 | GRAY | WIND-P | PANHANDLE | 2014 | 144.3 | 144.3 | 144.3 | 144.3 | 144.3 | 144.3 | 144.3 | 144.3 | 144.3 | 144.3 | 144.3
475 | MIAMI WIND G2 |  | MIAM1_G2 | GRAY | WIND-P | PANHANDLE | 2014 | 144.3 | 144.3 | 144.3 | 144.3 | 144.3 | 144.3 | 144.3 | 144.3 | 144.3 | 144.3 | 144.3
476 | OLD SETTLER WIND |  | COTPLNS_OLDSETLR | FLOYD | WIND-P | PANHANDLE | 2017 | 151.2 | 151.2 | 151.2 | 151.2 | 151.2 | 151.2 | 151.2 | 151.2 | 151.2 | 151.2 | 151.2
477 | PANHANDLE WIND 1 U1 |  | PH1_UNIT1 | CARSON | WIND-P | PANHANDLE | 2014 | 109.2 | 109.2 | 109.2 | 109.2 | 109.2 | 109.2 | 109.2 | 109.2 | 109.2 | 109.2 | 109.2
478 | PANHANDLE WIND 1 U2 |  | PH1_UNIT2 | CARSON | WIND-P | PANHANDLE | 2014 | 109.2 | 109.2 | 109.2 | 109.2 | 109.2 | 109.2 | 109.2 | 109.2 | 109.2 | 109.2 | 109.2
479 | PANHANDLE WIND 2 U1 |  | PH2_UNIT1 | CARSON | WIND-P | PANHANDLE | 2014 | 94.2 | 94.2 | 94.2 | 94.2 | 94.2 | 94.2 | 94.2 | 94.2 | 94.2 | 94.2 | 94.2
480 | PANHANDLE WIND 2 U2 |  | PH2_UNIT2 | CARSON | WIND-P | PANHANDLE | 2014 | 96.6 | 96.6 | 96.6 | 96.6 | 96.6 | 96.6 | 96.6 | 96.6 | 96.6 | 96.6 | 96.6
481 | ROUTE 66 WIND |  | ROUTE_66_WIND1 | CARSON | WIND-P | PANHANDLE | 2015 | 150 | 150 | 150 | 150 | 150 | 150 | 150 | 150 | 150 | 150 | 150
482 | SALT FORK 1 WIND U1 |  | SALTFORK_UNIT1 | DONLEY | WIND-P | PANHANDLE | 2017 | 64 | 64 | 64 | 64 | 64 | 64 | 64 | 64 | 64 | 64 | 64
483 | SALT FORK 1 WIND U2 |  | SALTFORK_UNIT2 | DONLEY | WIND-P | PANHANDLE | 2017 | 110 | 110 | 110 | 110 | 110 | 110 | 110 | 110 | 110 | 110 | 110
484 | SOUTH PLAINS WIND 1 U1 |  | SPLAIN1_WIND1 | FLOYD | WIND-P | PANHANDLE | 2015 | 102 | 102 | 102 | 102 | 102 | 102 | 102 | 102 | 102 | 102 | 102
485 | SOUTH PLAINS WIND 1 U2 |  | SPLAIN1_WIND2 | FLOYD | WIND-P | PANHANDLE | 2015 | 98 | 98 | 98 | 98 | 98 | 98 | 98 | 98 | 98 | 98 | 98
486 | SOUTH PLAINS WIND 2 U1 |  | SPLAIN2_WIND21 | FLOYD | WIND-P | PANHANDLE | 2016 | 148.5 | 148.5 | 148.5 | 148.5 | 148.5 | 148.5 | 148.5 | 148.5 | 148.5 | 148.5 | 148.5
487 | SOUTH PLAINS WIND 2 U2 |  | SPLAIN2_WIND22 | FLOYD | WIND-P | PANHANDLE | 2016 | 151.8 | 151.8 | 151.8 | 151.8 | 151.8 | 151.8 | 151.8 | 151.8 | 151.8 | 151.8 | 151.8
488 | SPINNING SPUR WIND TWO A |  | SSPURTWO_WIND_1 | OLDHAM | WIND-P | PANHANDLE | 2014 | 161 | 161 | 161 | 161 | 161 | 161 | 161 | 161 | 161 | 161 | 161
489 | SPINNING SPUR WIND TWO B |  | SSPURTWO_SS3WIND2 | OLDHAM | WIND-P | PANHANDLE | 2015 | 98 | 98 | 98 | 98 | 98 | 98 | 98 | 98 | 98 | 98 | 98
490 | SPINNING SPUR WIND TWO C |  | SSPURTWO_SS3WIND1 | OLDHAM | WIND-P | PANHANDLE | 2015 | 96 | 96 | 96 | 96 | 96 | 96 | 96 | 96 | 96 | 96 | 96
491 | WAKE WIND 1 |  | WAKEWE_G1 | DICKENS | WIND-P | PANHANDLE | 2016 | 114.9 | 114.9 | 114.9 | 114.9 | 114.9 | 114.9 | 114.9 | 114.9 | 114.9 | 114.9 | 114.9
492 | WAKE WIND 2 |  | WAKEWE_G2 | DICKENS | WIND-P | PANHANDLE | 2016 | 142.3 | 142.3 | 142.3 | 142.3 | 142.3 | 142.3 | 142.3 | 142.3 | 142.3 | 142.3 | 142.3
493 | WHIRLWIND ENERGY |  | WEC_WECG1 | FLOYD | WIND-P | PANHANDLE | 2007 | 57 | 57 | 57 | 57 | 57 | 57 | 57 | 57 | 57 | 57 | 57
494 | WOLF FLATS WIND (WIND MGT) |  | DG_TURL_UNIT1 | HALL | WIND-P | PANHANDLE | 2007 | 1 | 1 | 1 | 1 | 1 | 1 | 1 | 1 | 1 | 1 | 1
495 | ANACACHO WIND |  | ANACACHO_ANA | KINNEY | WIND-O | SOUTH | 2012 | 99.8 | 99.8 | 99.8 | 99.8 | 99.8 | 99.8 | 99.8 | 99.8 | 99.8 | 99.8 | 99.8
496 | BARTON CHAPEL WIND |  | BRTSW_BCW1 | JACK | WIND-O | NORTH | 2007 | 120 | 120 | 120 | 120 | 120 | 120 | 120 | 120 | 120 | 120 | 120
497 | BLUE SUMMIT WIND 1 A |  | BLSUMMIT_BLSMT1_5 | WILBARGER | WIND-O | WEST | 2013 | 9 | 9 | 9 | 9 | 9 | 9 | 9 | 9 | 9 | 9 | 9
498 | BLUE SUMMIT WIND 1 B |  | BLSUMMIT_BLSMT1_6 | WILBARGER | WIND-O | WEST | 2013 | 126.4 | 126.4 | 126.4 | 126.4 | 126.4 | 126.4 | 126.4 | 126.4 | 126.4 | 126.4 | 126.4
499 | BOBCAT BLUFF WIND | 18INR0078 | BCATWIND_WIND_1 | ARCHER | WIND-O | WEST | 2012 | 162 | 162 | 162 | 162 | 162 | 162 | 162 | 162 | 162 | 162 | 162
500 | BUCKTHORN WIND 1 A |  | BUCKTHRN_UNIT1 | ERATH | WIND-O | NORTH | 2017 | 44.9 | 44.9 | 44.9 | 44.9 | 44.9 | 44.9 | 44.9 | 44.9 | 44.9 | 44.9 | 44.9
501 | BUCKTHORN WIND 1 B |  | BUCKTHRN_UNIT2 | ERATH | WIND-O | NORTH | 2017 | 55.7 | 55.7 | 55.7 | 55.7 | 55.7 | 55.7 | 55.7 | 55.7 | 55.7 | 55.7 | 55.7
502 | BUFFALO GAP WIND 1 |  | BUFF_GAP_UNIT1 | TAYLOR | WIND-O | WEST | 2006 | 120.6 | 120.6 | 120.6 | 120.6 | 120.6 | 120.6 | 120.6 | 120.6 | 120.6 | 120.6 | 120.6
503 | BUFFALO GAP WIND 2_1 |  | BUFF_GAP_UNIT2_1 | TAYLOR | WIND-O | WEST | 2007 | 115.5 | 115.5 | 115.5 | 115.5 | 115.5 | 115.5 | 115.5 | 115.5 | 115.5 | 115.5 | 115.5
504 | BUFFALO GAP WIND 2_2 |  | BUFF_GAP_UNIT2_2 | TAYLOR | WIND-O | WEST | 2007 | 117 | 117 | 117 | 117 | 117 | 117 | 117 | 117 | 117 | 117 | 117
505 | BUFFALO GAP WIND 3 |  | BUFF_GAP_UNIT3 | TAYLOR | WIND-O | WEST | 2008 | 170.2 | 170.2 | 170.2 | 170.2 | 170.2 | 170.2 | 170.2 | 170.2 | 170.2 | 170.2 | 170.2
506 | BULL CREEK WIND U1 |  | BULLCRK_WND1 | BORDEN | WIND-O | WEST | 2009 | 88 | 88 | 88 | 88 | 88 | 88 | 88 | 88 | 88 | 88 | 88
507 | BULL CREEK WIND U2 |  | BULLCRK_WND2 | BORDEN | WIND-O | WEST | 2009 | 90 | 90 | 90 | 90 | 90 | 90 | 90 | 90 | 90 | 90 | 90
508 | CALLAHAN WIND |  | CALLAHAN_WND1 | CALLAHAN | WIND-O | WEST | 2004 | 114 | 114 | 114 | 114 | 114 | 114 | 114 | 114 | 114 | 114 | 114
509 | CAMP SPRINGS WIND 1 |  | CSEC_CSECG1 | SCURRY | WIND-O | WEST | 2007 | 130.5 | 130.5 | 130.5 | 130.5 | 130.5 | 130.5 | 130.5 | 130.5 | 130.5 | 130.5 | 130.5
510 | CAMP SPRINGS WIND 2 |  | CSEC_CSECG2 | SCURRY | WIND-O | WEST | 2007 | 120 | 120 | 120 | 120 | 120 | 120 | 120 | 120 | 120 | 120 | 120
511 | CAPRICORN RIDGE WIND 1 | 17INR0054 | CAPRIDGE_CR1 | STERLING | WIND-O | WEST | 2007 | 230.5 | 230.5 | 230.5 | 230.5 | 230.5 | 230.5 | 230.5 | 230.5 | 230.5 | 230.5 | 230.5
512 | CAPRICORN RIDGE WIND 2 | 17INR0054 | CAPRIDGE_CR2 | STERLING | WIND-O | WEST | 2007 | 149.5 | 149.5 | 149.5 | 149.5 | 149.5 | 149.5 | 149.5 | 149.5 | 149.5 | 149.5 | 149.5
513 | CAPRICORN RIDGE WIND 3 | 17INR0054 | CAPRIDGE_CR3 | STERLING | WIND-O | WEST | 2008 | 202 | 202 | 202 | 202 | 202 | 202 | 202 | 202 | 202 | 202 | 202
514 | CAPRICORN RIDGE WIND 4 | 17INR0054 | CAPRIDG4_CR4 | COKE | WIND-O | WEST | 2008 | 112.5 | 112.5 | 112.5 | 112.5 | 112.5 | 112.5 | 112.5 | 112.5 | 112.5 | 112.5 | 112.5
515 | CEDRO HILL WIND 1 |  | CEDROHIL_CHW1 | WEBB | WIND-O | SOUTH | 2010 | 75 | 75 | 75 | 75 | 75 | 75 | 75 | 75 | 75 | 75 | 75
516 | CEDRO HILL WIND 2 |  | CEDROHIL_CHW2 | WEBB | WIND-O | SOUTH | 2010 | 75 | 75 | 75 | 75 | 75 | 75 | 75 | 75 | 75 | 75 | 75
517 | CHAMPION WIND |  | CHAMPION_UNIT1 | NOLAN | WIND-O | WEST | 2008 | 126.5 | 126.5 | 126.5 | 126.5 | 126.5 | 126.5 | 126.5 | 126.5 | 126.5 | 126.5 | 126.5
518 | DERMOTT WIND 1_1 |  | DERMOTT_UNIT1 | SCURRY | WIND-O | WEST | 2017 | 126.5 | 126.5 | 126.5 | 126.5 | 126.5 | 126.5 | 126.5 | 126.5 | 126.5 | 126.5 | 126.5
519 | DERMOTT WIND 1_2 |  | DERMOTT_UNIT2 | SCURRY | WIND-O | WEST | 2017 | 126.5 | 126.5 | 126.5 | 126.5 | 126.5 | 126.5 | 126.5 | 126.5 | 126.5 | 126.5 | 126.5
520 | DESERT SKY WIND 1 |  | INDNENR_INDNENR | PECOS | WIND-O | WEST | 2002 | 85.1 | 85.1 | 85.1 | 85.1 | 85.1 | 85.1 | 85.1 | 85.1 | 85.1 | 85.1 | 85.1
521 | DESERT SKY WIND 2 |  | INDNENR_INDNENR_2 | PECOS | WIND-O | WEST | 2002 | 85.1 | 85.1 | 85.1 | 85.1 | 85.1 | 85.1 | 85.1 | 85.1 | 85.1 | 85.1 | 85.1
522 | ELBOW CREEK WIND |  | ELB_ELBCREEK | HOWARD | WIND-O | WEST | 2008 | 118.7 | 118.7 | 118.7 | 118.7 | 118.7 | 118.7 | 118.7 | 118.7 | 118.7 | 118.7 | 118.7
523 | ELECTRA WIND 1 |  | DIGBY_UNIT1 | WILBARGER | WIND-O | WEST | 2017 | 98.9 | 98.9 | 98.9 | 98.9 | 98.9 | 98.9 | 98.9 | 98.9 | 98.9 | 98.9 | 98.9
524 | ELECTRA WIND 2 |  | DIGBY_UNIT2 | WILBARGER | WIND-O | WEST | 2017 | 131.1 | 131.1 | 131.1 | 131.1 | 131.1 | 131.1 | 131.1 | 131.1 | 131.1 | 131.1 | 131.1
525 | FLAT TOP WIND I |  | FTWIND_UNIT_1 | MILLS | WIND-O | NORTH | 2018 | 200 | 200 | 200 | 200 | 200 | 200 | 200 | 200 | 200 | 200 | 200
526 | FLUVANNA RENEWABLE 1 A |  | FLUVANNA_UNIT1 | SCURRY | WIND-O | WEST | 2017 | 79.8 | 79.8 | 79.8 | 79.8 | 79.8 | 79.8 | 79.8 | 79.8 | 79.8 | 79.8 | 79.8
527 | FLUVANNA RENEWABLE 1 B |  | FLUVANNA_UNIT2 | SCURRY | WIND-O | WEST | 2017 | 75.6 | 75.6 | 75.6 | 75.6 | 75.6 | 75.6 | 75.6 | 75.6 | 75.6 | 75.6 | 75.6
528 | FOREST CREEK WIND |  | MCDLD_FCW1 | GLASSCOCK | WIND-O | WEST | 2007 | 124.2 | 124.2 | 124.2 | 124.2 | 124.2 | 124.2 | 124.2 | 124.2 | 124.2 | 124.2 | 124.2
529 | GOAT WIND |  | GOAT_GOATWIND | STERLING | WIND-O | WEST | 2008 | 80 | 80 | 80 | 80 | 80 | 80 | 80 | 80 | 80 | 80 | 80
530 | GOAT WIND 2 |  | GOAT_GOATWIN2 | STERLING | WIND-O | WEST | 2010 | 69.6 | 69.6 | 69.6 | 69.6 | 69.6 | 69.6 | 69.6 | 69.6 | 69.6 | 69.6 | 69.6
531 | GOLDTHWAITE WIND 1 |  | GWEC_GWEC_G1 | MILLS | WIND-O | NORTH | 2014 | 148.6 | 148.6 | 148.6 | 148.6 | 148.6 | 148.6 | 148.6 | 148.6 | 148.6 | 148.6 | 148.6
532 | GREEN MOUNTAIN WIND (BRAZOS) U1 |  | BRAZ_WND_WND1 | SCURRY | WIND-O | WEST | 2003 | 99 | 99 | 99 | 99 | 99 | 99 | 99 | 99 | 99 | 99 | 99
533 | GREEN MOUNTAIN WIND (BRAZOS) U2 |  | BRAZ_WND_WND2 | SCURRY | WIND-O | WEST | 2003 | 61 | 61 | 61 | 61 | 61 | 61 | 61 | 61 | 61 | 61 | 61
534 | GREEN PASTURES WIND I |  | GPASTURE_WIND_I | BAYLOR | WIND-O | WEST | 2015 | 150 | 150 | 150 | 150 | 150 | 150 | 150 | 150 | 150 | 150 | 150
535 | VERTIGO WIND (FORMERLY GREEN PASTURES WIND 2) |  | VERTIGO_WIND_I | BAYLOR | WIND-O | WEST | 2015 | 150 | 150 | 150 | 150 | 150 | 150 | 150 | 150 | 150 | 150 | 150
536 | GUNSIGHT MOUNTAIN WIND |  | GUNMTN_G1 | HOWARD | WIND-O | WEST | 2016 | 119.9 | 119.9 | 119.9 | 119.9 | 119.9 | 119.9 | 119.9 | 119.9 | 119.9 | 119.9 | 119.9
537 | HACKBERRY WIND |  | HWF_HWFG1 | SHACKELFORD | WIND-O | WEST | 2008 | 163.5 | 163.5 | 163.5 | 163.5 | 163.5 | 163.5 | 163.5 | 163.5 | 163.5 | 163.5 | 163.5
538 | HICKMAN (SANTA RITA WIND) 1 |  | HICKMAN_G1 | REGAN AND IRION | WIND-O | WEST | 2018 | 152.5 | 152.5 | 152.5 | 152.5 | 152.5 | 152.5 | 152.5 | 152.5 | 152.5 | 152.5 | 152.5
539 | HICKMAN (SANTA RITA WIND) 2 |  | HICKMAN_G2 | REGAN AND IRION | WIND-O | WEST | 2018 | 147.5 | 147.5 | 147.5 | 147.5 | 147.5 | 147.5 | 147.5 | 147.5 | 147.5 | 147.5 | 147.5
540 | HIDALGO & STARR WIND 11 |  | MIRASOLE_MIR11 | HIDALGO | WIND-O | SOUTH | 2016 | 52 | 52 | 52 | 52 | 52 | 52 | 52 | 52 | 52 | 52 | 52
541 | HIDALGO & STARR WIND 12 |  | MIRASOLE_MIR12 | HIDALGO | WIND-O | SOUTH | 2016 | 98 | 98 | 98 | 98 | 98 | 98 | 98 | 98 | 98 | 98 | 98
542 | HIDALGO & STARR WIND 21 |  | MIRASOLE_MIR21 | HIDALGO | WIND-O | SOUTH | 2016 | 100 | 100 | 100 | 100 | 100 | 100 | 100 | 100 | 100 | 100 | 100
543 | HORSE CREEK WIND 1 |  | HORSECRK_UNIT1 | HASKELL | WIND-O | WEST | 2017 | 131.1 | 131.1 | 131.1 | 131.1 | 131.1 | 131.1 | 131.1 | 131.1 | 131.1 | 131.1 | 131.1
544 | HORSE CREEK WIND 2 |  | HORSECRK_UNIT2 | HASKELL | WIND-O | WEST | 2017 | 98.9 | 98.9 | 98.9 | 98.9 | 98.9 | 98.9 | 98.9 | 98.9 | 98.9 | 98.9 | 98.9
545 | HORSE HOLLOW WIND 1 | 17INR0052 | H_HOLLOW_WND1 | TAYLOR | WIND-O | WEST | 2019 | 230 | 230 | 230 | 230 | 230 | 230 | 230 | 230 | 230 | 230 | 230
546 | HORSE HOLLOW WIND 2 | 17INR0052 | HHOLLOW2_WIND1 | TAYLOR | WIND-O | WEST | 2006 | 184 | 184 | 184 | 184 | 184 | 184 | 184 | 184 | 184 | 184 | 184
547 | HORSE HOLLOW WIND 3 | 17INR0052 | HHOLLOW3_WND_1 | TAYLOR | WIND-O | WEST | 2006 | 223.5 | 223.5 | 223.5 | 223.5 | 223.5 | 223.5 | 223.5 | 223.5 | 223.5 | 223.5 | 223.5
548 | HORSE HOLLOW WIND 4 | 17INR0052 | HHOLLOW4_WND1 | TAYLOR | WIND-O | WEST | 2006 | 115 | 115 | 115 | 115 | 115 | 115 | 115 | 115 | 115 | 115 | 115
549 | INADALE WIND 1 |  | INDL_INADALE1 | NOLAN | WIND-O | WEST | 2008 | 95 | 95 | 95 | 95 | 95 | 95 | 95 | 95 | 95 | 95 | 95
550 | INADALE WIND 2 |  | INDL_INADALE2 | NOLAN | WIND-O | WEST | 2008 | 102 | 102 | 102 | 102 | 102 | 102 | 102 | 102 | 102 | 102 | 102
551 | INDIAN MESA WIND |  | INDNNWP_INDNNWP2 | PECOS | WIND-O | WEST | 2001 | 91.9 | 91.9 | 91.9 | 91.9 | 91.9 | 91.9 | 91.9 | 91.9 | 91.9 | 91.9 | 91.9
552 | JAVELINA I WIND 18 |  | BORDAS_JAVEL18 | WEBB | WIND-O | SOUTH | 2015 | 19.7 | 19.7 | 19.7 | 19.7 | 19.7 | 19.7 | 19.7 | 19.7 | 19.7 | 19.7 | 19.7
553 | JAVELINA I WIND 20 |  | BORDAS_JAVEL20 | WEBB | WIND-O | SOUTH | 2015 | 230 | 230 | 230 | 230 | 230 | 230 | 230 | 230 | 230 | 230 | 230
554 | JAVELINA II WIND 1 |  | BORDAS2_JAVEL2_A | WEBB | WIND-O | SOUTH | 2017 | 96 | 96 | 96 | 96 | 96 | 96 | 96 | 96 | 96 | 96 | 96
555 | JAVELINA II WIND 2 |  | BORDAS2_JAVEL2_B | WEBB | WIND-O | SOUTH | 2017 | 74 | 74 | 74 | 74 | 74 | 74 | 74 | 74 | 74 | 74 | 74
556 | JAVELINA II WIND 3 |  | BORDAS2_JAVEL2_C | WEBB | WIND-O | SOUTH | 2017 | 30 | 30 | 30 | 30 | 30 | 30 | 30 | 30 | 30 | 30 | 30
557 | KEECHI WIND |  | KEECHI_U1 | JACK | WIND-O | NORTH | 2015 | 110 | 110 | 110 | 110 | 110 | 110 | 110 | 110 | 110 | 110 | 110
558 | KING MOUNTAIN WIND (NE) |  | KING_NE_KINGNE | UPTON | WIND-O | WEST | 2001 | 79.7 | 79.7 | 79.7 | 79.7 | 79.7 | 79.7 | 79.7 | 79.7 | 79.7 | 79.7 | 79.7
559 | KING MOUNTAIN WIND (NW) |  | KING_NW_KINGNW | UPTON | WIND-O | WEST | 2001 | 79.7 | 79.7 | 79.7 | 79.7 | 79.7 | 79.7 | 79.7 | 79.7 | 79.7 | 79.7 | 79.7
560 | KING MOUNTAIN WIND (SE) |  | KING_SE_KINGSE | UPTON | WIND-O | WEST | 2001 | 40.5 | 40.5 | 40.5 | 40.5 | 40.5 | 40.5 | 40.5 | 40.5 | 40.5 | 40.5 | 40.5
561 | KING MOUNTAIN WIND (SW) |  | KING_SW_KINGSW | UPTON | WIND-O | WEST | 2001 | 79.7 | 79.7 | 79.7 | 79.7 | 79.7 | 79.7 | 79.7 | 79.7 | 79.7 | 79.7 | 79.7
562 | LANGFORD WIND POWER |  | LGD_LANGFORD | TOM GREEN | WIND-O | WEST | 2009 | 155 | 155 | 155 | 155 | 155 | 155 | 155 | 155 | 155 | 155 | 155
563 | LOCKETT WIND FARM |  | LOCKETT_UNIT1 | WILBARGER | WIND-O | WEST | 2019 | 183.7 | 183.7 | 183.7 | 183.7 | 183.7 | 183.7 | 183.7 | 183.7 | 183.7 | 183.7 | 183.7
564 | LOGANS GAP WIND I U1 |  | LGW_UNIT1 | COMANCHE | WIND-O | NORTH | 2015 | 106.3 | 106.3 | 106.3 | 106.3 | 106.3 | 106.3 | 106.3 | 106.3 | 106.3 | 106.3 | 106.3
565 | LOGANS GAP WIND I U2 |  | LGW_UNIT2 | COMANCHE | WIND-O | NORTH | 2015 | 103.8 | 103.8 | 103.8 | 103.8 | 103.8 | 103.8 | 103.8 | 103.8 | 103.8 | 103.8 | 103.8
566 | LONE STAR WIND 1 (MESQUITE) |  | LNCRK_G83 | SHACKELFORD | WIND-O | WEST | 2006 | 200 | 200 | 200 | 200 | 200 | 200 | 200 | 200 | 200 | 200 | 200
567 | LONE STAR WIND 2 (POST OAK) U1 |  | LNCRK2_G871 | SHACKELFORD | WIND-O | WEST | 2007 | 100 | 100 | 100 | 100 | 100 | 100 | 100 | 100 | 100 | 100 | 100
568 | LONE STAR WIND 2 (POST OAK) U2 |  | LNCRK2_G872 | SHACKELFORD | WIND-O | WEST | 2007 | 100 | 100 | 100 | 100 | 100 | 100 | 100 | 100 | 100 | 100 | 100
569 | LORAINE WINDPARK I |  | LONEWOLF_G1 | MITCHELL | WIND-O | WEST | 2010 | 49.5 | 49.5 | 49.5 | 49.5 | 49.5 | 49.5 | 49.5 | 49.5 | 49.5 | 49.5 | 49.5
570 | LORAINE WINDPARK II |  | LONEWOLF_G2 | MITCHELL | WIND-O | WEST | 2010 | 51 | 51 | 51 | 51 | 51 | 51 | 51 | 51 | 51 | 51 | 51
571 | LORAINE WINDPARK III |  | LONEWOLF_G3 | MITCHELL | WIND-O | WEST | 2011 | 25.5 | 25.5 | 25.5 | 25.5 | 25.5 | 25.5 | 25.5 | 25.5 | 25.5 | 25.5 | 25.5
572 | LORAINE WINDPARK IV |  | LONEWOLF_G4 | MITCHELL | WIND-O | WEST | 2011 | 24 | 24 | 24 | 24 | 24 | 24 | 24 | 24 | 24 | 24 | 24
573 | LOS VIENTOS III WIND |  | LV3_UNIT_1 | STARR | WIND-O | SOUTH | 2015 | 200 | 200 | 200 | 200 | 200 | 200 | 200 | 200 | 200 | 200 | 200
574 | LOS VIENTOS IV WIND |  | LV4_UNIT_1 | STARR | WIND-O | SOUTH | 2016 | 200 | 200 | 200 | 200 | 200 | 200 | 200 | 200 | 200 | 200 | 200
575 | LOS VIENTOS V WIND |  | LV5_UNIT_1 | STARR | WIND-O | SOUTH | 2016 | 110 | 110 | 110 | 110 | 110 | 110 | 110 | 110 | 110 | 110 | 110
576 | MESQUITE CREEK WIND 1 |  | MESQCRK_WND1 | DAWSON | WIND-O | WEST | 2015 | 105.6 | 105.6 | 105.6 | 105.6 | 105.6 | 105.6 | 105.6 | 105.6 | 105.6 | 105.6 | 105.6
577 | MESQUITE CREEK WIND 2 |  | MESQCRK_WND2 | DAWSON | WIND-O | WEST | 2015 | 105.6 | 105.6 | 105.6 | 105.6 | 105.6 | 105.6 | 105.6 | 105.6 | 105.6 | 105.6 | 105.6
578 | NIELS BOHR WIND A (BEARKAT WIND A) |  | NBOHR_UNIT1 | GLASSCOCK | WIND-O | WEST | 2018 | 196.6 | 196.6 | 196.6 | 196.6 | 196.6 | 196.6 | 196.6 | 196.6 | 196.6 | 196.6 | 196.6
579 | NOTREES WIND 1 |  | NWF_NWF1 | WINKLER | WIND-O | WEST | 2009 | 92.6 | 92.6 | 92.6 | 92.6 | 92.6 | 92.6 | 92.6 | 92.6 | 92.6 | 92.6 | 92.6
580 | NOTREES WIND 2 |  | NWF_NWF2 | WINKLER | WIND-O | WEST | 2009 | 60 | 60 | 60 | 60 | 60 | 60 | 60 | 60 | 60 | 60 | 60
581 | OCOTILLO WIND |  | OWF_OWF | HOWARD | WIND-O | WEST | 2008 | 58.8 | 58.8 | 58.8 | 58.8 | 58.8 | 58.8 | 58.8 | 58.8 | 58.8 | 58.8 | 58.8
582 | PANTHER CREEK WIND 1 |  | PC_NORTH_PANTHER1 | HOWARD | WIND-O | WEST | 2008 | 142.5 | 142.5 | 142.5 | 142.5 | 142.5 | 142.5 | 142.5 | 142.5 | 142.5 | 142.5 | 142.5
583 | PANTHER CREEK WIND 2 |  | PC_SOUTH_PANTHER2 | HOWARD | WIND-O | WEST | 2008 | 115.5 | 115.5 | 115.5 | 115.5 | 115.5 | 115.5 | 115.5 | 115.5 | 115.5 | 115.5 | 115.5
584 | PANTHER CREEK WIND 3 |  | PC_SOUTH_PANTHER3 | HOWARD | WIND-O | WEST | 2009 | 199.5 | 199.5 | 199.5 | 199.5 | 199.5 | 199.5 | 199.5 | 199.5 | 199.5 | 199.5 | 199.5
585 | PECOS WIND 1 (WOODWARD) |  | WOODWRD1_WOODWRD1 | PECOS | WIND-O | WEST | 2001 | 91.9 | 91.9 | 91.9 | 91.9 | 91.9 | 91.9 | 91.9 | 91.9 | 91.9 | 91.9 | 91.9
586 | PECOS WIND 2 (WOODWARD) |  | WOODWRD2_WOODWRD2 | PECOS | WIND-O | WEST | 2001 | 86 | 86 | 86 | 86 | 86 | 86 | 86 | 86 | 86 | 86 | 86
587 | PYRON WIND 1 |  | PYR_PYRON1 | SCURRY | WIND-O | WEST | 2008 | 121.5 | 121.5 | 121.5 | 121.5 | 121.5 | 121.5 | 121.5 | 121.5 | 121.5 | 121.5 | 121.5
588 | PYRON WIND 2 |  | PYR_PYRON2 | SCURRY AND FISHER | WIND-O | WEST | 2008 | 127.5 | 127.5 | 127.5 | 127.5 | 127.5 | 127.5 | 127.5 | 127.5 | 127.5 | 127.5 | 127.5
589 | RATTLESNAKE I WIND ENERGY CENTER G1 |  | RSNAKE_G1 | GLASSCOCK | WIND-O | WEST | 2015 | 104.3 | 104.3 | 104.3 | 104.3 | 104.3 | 104.3 | 104.3 | 104.3 | 104.3 | 104.3 | 104.3
590 | RATTLESNAKE I WIND ENERGY CENTER G2 |  | RSNAKE_G2 | GLASSCOCK | WIND-O | WEST | 2015 | 103 | 103 | 103 | 103 | 103 | 103 | 103 | 103 | 103 | 103 | 103
591 | RED CANYON WIND |  | RDCANYON_RDCNY1 | BORDEN | WIND-O | WEST | 2006 | 89.6 | 89.6 | 89.6 | 89.6 | 89.6 | 89.6 | 89.6 | 89.6 | 89.6 | 89.6 | 89.6
592 | ROCK SPRINGS VAL VERDE WIND (FERMI) 1 |  | FERMI_WIND1 | VAL VERDE | WIND-O | WEST | 2017 | 121.9 | 121.9 | 121.9 | 121.9 | 121.9 | 121.9 | 121.9 | 121.9 | 121.9 | 121.9 | 121.9
593 | ROCK SPRINGS VAL VERDE WIND (FERMI) 2 |  | FERMI_WIND2 | VAL VERDE | WIND-O | WEST | 2017 | 27.4 | 27.4 | 27.4 | 27.4 | 27.4 | 27.4 | 27.4 | 27.4 | 27.4 | 27.4 | 27.4
594 | ROSCOE WIND |  | TKWSW1_ROSCOE | NOLAN | WIND-O | WEST | 2008 | 114 | 114 | 114 | 114 | 114 | 114 | 114 | 114 | 114 | 114 | 114
595 | ROSCOE WIND 2A |  | TKWSW1_ROSCOE2A | NOLAN | WIND-O | WEST | 2008 | 95 | 95 | 95 | 95 | 95 | 95 | 95 | 95 | 95 | 95 | 95
596 | RTS WIND |  | RTS_U1 | MCCULLOCH | WIND-O | SOUTH | 2018 | 160 | 160 | 160 | 160 | 160 | 160 | 160 | 160 | 160 | 160 | 160
597 | SAND BLUFF WIND |  | MCDLD_SBW1 | GLASSCOCK | WIND-O | WEST | 2008 | 90 | 90 | 90 | 90 | 90 | 90 | 90 | 90 | 90 | 90 | 90
598 | SENDERO WIND ENERGY |  | EXGNSND_WIND_1 | JIM HOGG | WIND-O | SOUTH | 2015 | 76 | 76 | 76 | 76 | 76 | 76 | 76 | 76 | 76 | 76 | 76
599 | SEYMOUR HILLS WIND (S_HILLS WIND) |  | S_HILLS_UNIT1 | BAYLOR | WIND-O | WEST | 2019 | 30.2 | 30.2 | 30.2 | 30.2 | 30.2 | 30.2 | 30.2 | 30.2 | 30.2 | 30.2 | 30.2
600 | SENATE WIND |  | SENATEWD_UNIT1 | JACK | WIND-O | NORTH | 2012 | 150 | 150 | 150 | 150 | 150 | 150 | 150 | 150 | 150 | 150 | 150
601 | SHANNON WIND |  | SHANNONW_UNIT_1 | CLAY | WIND-O | WEST | 2015 | 204.1 | 204.1 | 204.1 | 204.1 | 204.1 | 204.1 | 204.1 | 204.1 | 204.1 | 204.1 | 204.1
602 | SHERBINO 1 WIND |  | KEO_KEO_SM1 | PECOS | WIND-O | WEST | 2008 | 150 | 150 | 150 | 150 | 150 | 150 | 150 | 150 | 150 | 150 | 150
603 | SHERBINO 2 WIND | 19INR0120 | KEO_SHRBINO2 | PECOS | WIND-O | WEST | 2011 | 145 | 132 | 132 | 132 | 132 | 132 | 132 | 132 | 132 | 132 | 132
604 | SILVER STAR WIND |  | FLTCK_SSI | EASTLAND | WIND-O | NORTH | 2008 | 60 | 60 | 60 | 60 | 60 | 60 | 60 | 60 | 60 | 60 | 60
605 | SNYDER WIND | 20INR0257 | ENAS_ENA1 | SCURRY | WIND-O | WEST | 2007 | 63 | 46.2 | 46.2 | 46.2 | 46.2 | 46.2 | 46.2 | 46.2 | 46.2 | 46.2 | 46.2
606 | SOUTH TRENT WIND |  | STWF_T1 | NOLAN | WIND-O | WEST | 2008 | 98.2 | 98.2 | 98.2 | 98.2 | 98.2 | 98.2 | 98.2 | 98.2 | 98.2 | 98.2 | 98.2
607 | STANTON WIND ENERGY |  | SWEC_G1 | MARTIN | WIND-O | WEST | 2008 | 120 | 120 | 120 | 120 | 120 | 120 | 120 | 120 | 120 | 120 | 120
608 | STEPHENS RANCH WIND 1 |  | SRWE1_UNIT1 | BORDEN | WIND-O | WEST | 2014 | 211.2 | 211.2 | 211.2 | 211.2 | 211.2 | 211.2 | 211.2 | 211.2 | 211.2 | 211.2 | 211.2
609 | STEPHENS RANCH WIND 2 |  | SRWE1_SRWE2 | BORDEN | WIND-O | WEST | 2015 | 164.7 | 164.7 | 164.7 | 164.7 | 164.7 | 164.7 | 164.7 | 164.7 | 164.7 | 164.7 | 164.7
610 | SWEETWATER WIND 1 |  | SWEETWND_WND1 | NOLAN | WIND-O | WEST | 2003 | 42.5 | 42.5 | 42.5 | 42.5 | 42.5 | 42.5 | 42.5 | 42.5 | 42.5 | 42.5 | 42.5
611 | SWEETWATER WIND 2A |  | SWEETWN2_WND24 | NOLAN | WIND-O | WEST | 2006 | 16.8 | 16.8 | 16.8 | 16.8 | 16.8 | 16.8 | 16.8 | 16.8 | 16.8 | 16.8 | 16.8
612 | SWEETWATER WIND 2B |  | SWEETWN2_WND2 | NOLAN | WIND-O | WEST | 2004 | 110.8 | 110.8 | 110.8 | 110.8 | 110.8 | 110.8 | 110.8 | 110.8 | 110.8 | 110.8 | 110.8
613 | SWEETWATER WIND 3A |  | SWEETWN3_WND3A | NOLAN | WIND-O | WEST | 2011 | 34 | 34 | 34 | 34 | 34 | 34 | 34 | 34 | 34 | 34 | 34
614 | SWEETWATER WIND 3B |  | SWEETWN3_WND3B | NOLAN | WIND-O | WEST | 2011 | 117 | 117 | 117 | 117 | 117 | 117 | 117 | 117 | 117 | 117 | 117
615 | SWEETWATER WIND 4-5 |  | SWEETWN4_WND5 | NOLAN | WIND-O | WEST | 2007 | 85 | 85 | 85 | 85 | 85 | 85 | 85 | 85 | 85 | 85 | 85
616 | SWEETWATER WIND 4-4B |  | SWEETWN4_WND4B | NOLAN | WIND-O | WEST | 2007 | 112 | 112 | 112 | 112 | 112 | 112 | 112 | 112 | 112 | 112 | 112
617 | SWEETWATER WIND 4-4A |  | SWEETWN4_WND4A | NOLAN | WIND-O | WEST | 2007 | 125 | 125 | 125 | 125 | 125 | 125 | 125 | 125 | 125 | 125 | 125
618 | TAHOKA WIND 1 |  | TAHOKA_UNIT_1 | LYNN | WIND-O | WEST | 2019 | 150 | 150 | 150 | 150 | 150 | 150 | 150 | 150 | 150 | 150 | 150
619 | TAHOKA WIND 2 |  | TAHOKA_UNIT_2 | LYNN | WIND-O | WEST | 2019 | 150 | 150 | 150 | 150 | 150 | 150 | 150 | 150 | 150 | 150 | 150
620 | TEXAS BIG SPRING WIND A |  | SGMTN_SIGNALMT | HOWARD | WIND-O | WEST | 1999 | 27.7 | 27.7 | 27.7 | 27.7 | 27.7 | 27.7 | 27.7 | 27.7 | 27.7 | 27.7 | 27.7
621 | TEXAS BIG SPRING WIND B |  | SGMTN_SIGNALM2 | HOWARD | WIND-O | WEST | 1999 | 6.6 | 6.6 | 6.6 | 6.6 | 6.6 | 6.6 | 6.6 | 6.6 | 6.6 | 6.6 | 6.6
622 | TORRECILLAS WIND 1 |  | TORR_UNIT1_25 | WEBB | WIND-O | SOUTH | 2019 | 150 | 150 | 150 | 150 | 150 | 150 | 150 | 150 | 150 | 150 | 150
623 | TORRECILLAS WIND 2 |  | TORR_UNIT2_23 | WEBB | WIND-O | SOUTH | 2019 | 23 | 23 | 23 | 23 | 23 | 23 | 23 | 23 | 23 | 23 | 23
624 | TORRECILLAS WIND 3 |  | TORR_UNIT2_25 | WEBB | WIND-O | SOUTH | 2019 | 127.5 | 127.5 | 127.5 | 127.5 | 127.5 | 127.5 | 127.5 | 127.5 | 127.5 | 127.5 | 127.5
625 | TRENT WIND |  | TRENT_TRENT | NOLAN | WIND-O | WEST | 2001 | 150 | 150 | 150 | 150 | 150 | 150 | 150 | 150 | 150 | 150 | 150
626 | TRINITY HILLS WIND 1 | 20INR0019 | TRINITY_TH1_BUS1 | YOUNG | WIND-O | WEST | 2012 | 117.5 | 104 | 104 | 104 | 104 | 104 | 104 | 104 | 104 | 104 | 104
627 | TRINITY HILLS WIND 2 | 20INR0019 | TRINITY_TH1_BUS2 | YOUNG | WIND-O | WEST | 2012 | 107.5 | 94 | 94 | 94 | 94 | 94 | 94 | 94 | 94 | 94 | 94
628 | TURKEY TRACK WIND |  | TTWEC_G1 | NOLAN | WIND-O | WEST | 2008 | 169.5 | 169.5 | 169.5 | 169.5 | 169.5 | 169.5 | 169.5 | 169.5 | 169.5 | 169.5 | 169.5
629 | TYLER BLUFF WIND |  | TYLRWIND_UNIT1 | COOKE | WIND-O | NORTH | 2017 | 125.6 | 125.6 | 125.6 | 125.6 | 125.6 | 125.6 | 125.6 | 125.6 | 125.6 | 125.6 | 125.6
630 | WHITETAIL WIND |  | EXGNWTL_WIND_1 | WEBB | WIND-O | SOUTH | 2012 | 92.3 | 92.3 | 92.3 | 92.3 | 92.3 | 92.3 | 92.3 | 92.3 | 92.3 | 92.3 | 92.3
631 | WINDTHORST 2 WIND |  | WNDTHST2_UNIT1 | ARCHER | WIND-O | WEST | 2014 | 67.6 | 67.6 | 67.6 | 67.6 | 67.6 | 67.6 | 67.6 | 67.6 | 67.6 | 67.6 | 67.6
632 | WKN MOZART WIND |  | MOZART_WIND_1 | KENT | WIND-O | WEST | 2012 | 30 | 30 | 30 | 30 | 30 | 30 | 30 | 30 | 30 | 30 | 30
633 | WILLOW SPRINGS WIND A |  | SALVTION_UNIT1 | HASKELL | WIND-O | WEST | 2017 | 125 | 125 | 125 | 125 | 125 | 125 | 125 | 125 | 125 | 125 | 125
634 | WILLOW SPRINGS WIND B |  | SALVTION_UNIT2 | HASKELL | WIND-O | WEST | 2017 | 125 | 125 | 125 | 125 | 125 | 125 | 125 | 125 | 125 | 125 | 125
635 | WOLF RIDGE WIND |  | WHTTAIL_WR1 | COOKE | WIND-O | NORTH | 2008 | 112.5 | 112.5 | 112.5 | 112.5 | 112.5 | 112.5 | 112.5 | 112.5 | 112.5 | 112.5 | 112.5
636 | TSTC WEST TEXAS WIND |  | DG_ROSC2_1UNIT | NOLAN | WIND-O | WEST | 2008 | 2 | 2 | 2 | 2 | 2 | 2 | 2 | 2 | 2 | 2 | 2
637 | Operational Capacity Total (Wind) | [6 empty] | 22782.8 | 22738 | 22738 | 22738 | 22738 | 22738 | 22738 | 22738 | 22738 | 22738 | 22738
638
639 | Operational Wind Capacity Sub-total (Coastal Counties) |  | WIND_OPERATIONAL_C |  |  |  |  | 2983.4 | 2983.4 | 2983.4 | 2983.4 | 2983.4 | 2983.4 | 2983.4 | 2983.4 | 2983.4 | 2983.4 | 2983.4
640 | Wind Peak Average Capacity Percentage (Coastal) |  | WIND_PEAK_PCT_C | % |  |  |  | 45 | 45 | 45 | 45 | 45 | 45 | 45 | 45 | 45 | 45 | 45
641
642 | Operational Wind Capacity Sub-total (Panhandle Counties) |  | WIND_OPERATIONAL_P |  |  |  |  | 4198.6 | 4210.6 | 4210.6 | 4210.6 | 4210.6 | 4210.6 | 4210.6 | 4210.6 | 4210.6 | 4210.6 | 4210.6
643 | Wind Peak Average Capacity Percentage (Panhandle) |  | WIND_PEAK_PCT_P | % |  |  |  | 31 | 31 | 31 | 31 | 31 | 31 | 31 | 31 | 31 | 31 | 31
644
645 | Operational Wind Capacity Sub-total (Other Counties) |  | WIND_OPERATIONAL_O |  |  |  |  | 15600.8 | 15544 | 15544 | 15544 | 15544 | 15544 | 15544 | 15544 | 15544 | 15544 | 15544
646 | Wind Peak Average Capacity Percentage (Other) |  | WIND_PEAK_PCT_O | % |  |  |  | 18 | 18 | 18 | 18 | 18 | 18 | 18 | 18 | 18 | 18 | 18
647
648 | Operational Resources (Solar)
649 | ACACIA SOLAR |  | ACACIA_UNIT_1 | PRESIDIO | SOLAR | WEST | 2012 | 10 | 10 | 10 | 10 | 10 | 10 | 10 | 10 | 10 | 10 | 10
650 | BHE SOLAR PEARL PROJECT (SIRIUS 2) |  | SIRIUS_UNIT2 | PECOS | SOLAR | WEST | 2017 | 49.1 | 49.1 | 49.1 | 49.1 | 49.1 | 49.1 | 49.1 | 49.1 | 49.1 | 49.1 | 49.1
651 | BLUEBELL SOLAR (CAPRICORN RIDGE SOLAR) |  | CAPRIDG4_BB_PV | STERLING | SOLAR | WEST | 2019 | 30 | 30 | 30 | 30 | 30 | 30 | 30 | 30 | 30 | 30 | 30
652 | BNB LAMESA SOLAR (PHASE I) |  | LMESASLR_UNIT1 | DAWSON | SOLAR | WEST | 2018 | 101.6 | 101.6 | 101.6 | 101.6 | 101.6 | 101.6 | 101.6 | 101.6 | 101.6 | 101.6 | 101.6
653 | BNB LAMESA SOLAR (PHASE II) |  | LMESASLR_IVORY | DAWSON | SOLAR | WEST | 2018 | 50 | 50 | 50 | 50 | 50 | 50 | 50 | 50 | 50 | 50 | 50
654 | CASTLE GAP SOLAR |  | CASL_GAP_UNIT1 | UPTON | SOLAR | WEST | 2018 | 180 | 180 | 180 | 180 | 180 | 180 | 180 | 180 | 180 | 180 | 180
655 | FS BARILLA SOLAR-PECOS |  | HOVEY_UNIT1 | PECOS | SOLAR | WEST | 2015 | 22 | 22 | 22 | 22 | 22 | 22 | 22 | 22 | 22 | 22 | 22
656 | FS EAST PECOS SOLAR |  | BOOTLEG_UNIT1 | PECOS | SOLAR | WEST | 2017 | 121.1 | 121.1 | 121.1 | 121.1 | 121.1 | 121.1 | 121.1 | 121.1 | 121.1 | 121.1 | 121.1
657 | OCI ALAMO 1 SOLAR |  | OCI_ALM1_UNIT1 | BEXAR | SOLAR | SOUTH | 2013 | 39.2 | 39.2 | 39.2 | 39.2 | 39.2 | 39.2 | 39.2 | 39.2 | 39.2 | 39.2 | 39.2
658 | OCI ALAMO 4 SOLAR-BRACKETVILLE |  | ECLIPSE_UNIT1 | KINNEY | SOLAR | SOUTH | 2014 | 37.6 | 37.6 | 37.6 | 37.6 | 37.6 | 37.6 | 37.6 | 37.6 | 37.6 | 37.6 | 37.6
659 | OCI ALAMO 5 (DOWNIE RANCH) |  | HELIOS_UNIT1 | UVALDE | SOLAR | SOUTH | 2015 | 95 | 95 | 95 | 95 | 95 | 95 | 95 | 95 | 95 | 95 | 95
660 | OCI ALAMO 6 (SIRIUS/WEST TEXAS) |  | SIRIUS_UNIT1 | PECOS | SOLAR | WEST | 2017 | 110.2 | 110.2 | 110.2 | 110.2 | 110.2 | 110.2 | 110.2 | 110.2 | 110.2 | 110.2 | 110.2
661 | OCI ALAMO 7 (PAINT CREEK) |  | SOLARA_UNIT1 | HASKELL | SOLAR | WEST | 2016 | 112 | 112 | 112 | 112 | 112 | 112 | 112 | 112 | 112 | 112 | 112
662 | PHOEBE SOLAR 1 |  | PHOEBE_UNIT1 | WINKLER | SOLAR | WEST | 2019 | 125.04 | 125.04 | 125.04 | 125.04 | 125.04 | 125.04 | 125.04 | 125.04 | 125.04 | 125.04 | 125.04
663 | PHOEBE SOLAR 2 |  | PHOEBE_UNIT2 | WINKLER | SOLAR | WEST | 2019 | 127.95 | 127.95 | 127.95 | 127.95 | 127.95 | 127.95 | 127.95 | 127.95 | 127.95 | 127.95 | 127.95
664 | RE ROSEROCK SOLAR 1 |  | REROCK_UNIT1 | PECOS | SOLAR | WEST | 2016 | 78.8 | 78.8 | 78.8 | 78.8 | 78.8 | 78.8 | 78.8 | 78.8 | 78.8 | 78.8 | 78.8
665 | RE ROSEROCK SOLAR 2 |  | REROCK_UNIT2 | PECOS | SOLAR | WEST | 2016 | 78.8 | 78.8 | 78.8 | 78.8 | 78.8 | 78.8 | 78.8 | 78.8 | 78.8 | 78.8 | 78.8
666 | RIGGINS (SE BUCKTHORN WESTEX SOLAR) |  | RIGGINS_UNIT1 | PECOS | SOLAR | WEST | 2018 | 150 | 150 | 150 | 150 | 150 | 150 | 150 | 150 | 150 | 150 | 150
667 | SOLAIREHOLMAN 1 |  | LASSO_UNIT1 | BREWSTER | SOLAR | WEST | 2018 | 50 | 50 | 50 | 50 | 50 | 50 | 50 | 50 | 50 | 50 | 50
668 | SP-TX-12-PHASE B |  | SPTX12B_UNIT1 | UPTON | SOLAR | WEST | 2017 | 157.5 | 157.5 | 157.5 | 157.5 | 157.5 | 157.5 | 157.5 | 157.5 | 157.5 | 157.5 | 157.5
669 | WAYMARK SOLAR |  | WAYMARK_UNIT1 | UPTON | SOLAR | WEST | 2018 | 182 | 182 | 182 | 182 | 182 | 182 | 182 | 182 | 182 | 182 | 182
670 | WEBBERVILLE SOLAR |  | WEBBER_S_WSP1 | TRAVIS | SOLAR | SOUTH | 2011 | 26.7 | 26.7 | 26.7 | 26.7 | 26.7 | 26.7 | 26.7 | 26.7 | 26.7 | 26.7 | 26.7
671 | ALEXIS SOLAR |  | DG_ALEXIS_ALEXIS | BROOKS | SOLAR | SOUTH | 2019 | 10 | 10 | 10 | 10 | 10 | 10 | 10 | 10 | 10 | 10 | 10
672 | BECK 1 |  | DG_CECSOLAR_DG_BECK1 | BEXAR | SOLAR | SOUTH | 2016 | 1 | 1 | 1 | 1 | 1 | 1 | 1 | 1 | 1 | 1 | 1
673 | BLUE WING 1 SOLAR |  | DG_BROOK_1UNIT | BEXAR | SOLAR | SOUTH | 2010 | 7.6 | 7.6 | 7.6 | 7.6 | 7.6 | 7.6 | 7.6 | 7.6 | 7.6 | 7.6 | 7.6
674 | BLUE WING 2 SOLAR |  | DG_ELMEN_1UNIT | BEXAR | SOLAR | SOUTH | 2010 | 7.3 | 7.3 | 7.3 | 7.3 | 7.3 | 7.3 | 7.3 | 7.3 | 7.3 | 7.3 | 7.3
675 | BOVINE SOLAR LLC |  | DG_BOVINE_BOVINE | AUSTIN | SOLAR | SOUTH | 2018 | 5 | 5 | 5 | 5 | 5 | 5 | 5 | 5 | 5 | 5 | 5
676 | BOVINE SOLAR LLC |  | DG_BOVINE2_BOVINE2 | AUSTIN | SOLAR | SOUTH | 2018 | 5 | 5 | 5 | 5 | 5 | 5 | 5 | 5 | 5 | 5 | 5
677 | BRONSON SOLAR I |  | DG_BRNSN_BRNSN | FORT BEND | SOLAR | HOUSTON | 2018 | 5 | 5 | 5 | 5 | 5 | 5 | 5 | 5 | 5 | 5 | 5
678 | BRONSON SOLAR II |  | DG_BRNSN2_BRNSN2 | FORT BEND | SOLAR | HOUSTON | 2018 | 5 | 5 | 5 | 5 | 5 | 5 | 5 | 5 | 5 | 5 | 5
679 | CASCADE SOLAR I |  | DG_CASCADE_CASCADE | WHARTON | SOLAR | SOUTH | 2018 | 5 | 5 | 5 | 5 | 5 | 5 | 5 | 5 | 5 | 5 | 5
680 | CASCADE SOLAR II |  | DG_CASCADE2_CASCADE2 | WHARTON | SOLAR | SOUTH | 2018 | 5 | 5 | 5 | 5 | 5 | 5 | 5 | 5 | 5 | 5 | 5
681 | CHISUM SOLAR |  | DG_CHISUM_CHISUM | LAMAR | SOLAR | NORTH | 2018 | 10 | 10 | 10 | 10 | 10 | 10 | 10 | 10 | 10 | 10 | 10
682 | COMMERCE_SOLAR |  | DG_ X443PV1_SWRI_PV1 | BEXAR | SOLAR | SOUTH | 2019 | 5 | 5 | 5 | 5 | 5 | 5 | 5 | 5 | 5 | 5 | 5
683 | EDDY SOLAR II |  | DG_EDDYII_EDDYII | MCLENNAN | SOLAR | NORTH | 2018 | 10 | 10 | 10 | 10 | 10 | 10 | 10 | 10 | 10 | 10 | 10
684 | FIFTH GENERATION SOLAR 1 |  | DG_FGSOLAR1 | TRAVIS | SOLAR | SOUTH | 2016 | 1.6 | 1.6 | 1.6 | 1.6 | 1.6 | 1.6 | 1.6 | 1.6 | 1.6 | 1.6 | 1.6
685 | GRIFFIN SOLAR |  | DG_GRIFFIN_GRIFFIN | MCLEENNAN | SOLAR | NORTH | 2019 | 5 | 5 | 5 | 5 | 5 | 5 | 5 | 5 | 5 | 5 | 5
686 | HIGHWAY 56 |  | DG_HWY56_HWY56 | GRAYSON | SOLAR | NORTH | 2017 | 5.3 | 5.3 | 5.3 | 5.3 | 5.3 | 5.3 | 5.3 | 5.3 | 5.3 | 5.3 | 5.3
687 | HM SEALY SOLAR 1 |  | DG_SEALY_1UNIT | AUSTIN | SOLAR | SOUTH | 2015 | 1.6 | 1.6 | 1.6 | 1.6 | 1.6 | 1.6 | 1.6 | 1.6 | 1.6 | 1.6 | 1.6
688 | LAMPWICK SOLAR |  | DG_LAMPWICK_LAMPWICK | MENARD | SOLAR | SOUTH | 2019 | 5 | 5 | 5 | 5 | 5 | 5 | 5 | 5 | 5 | 5 | 5
689 | LEON |  | DG_LEON_LEON | HUNT | SOLAR | NORTH | 2017 | 10 | 10 | 10 | 10 | 10 | 10 | 10 | 10 | 10 | 10 | 10
690 | MARLIN |  | DG_MARLIN_MARLIN | FALLS | SOLAR | NORTH | 2017 | 5.3 | 5.3 | 5.3 | 5.3 | 5.3 | 5.3 | 5.3 | 5.3 | 5.3 | 5.3 | 5.3
691 | MARS SOLAR (DG) |  | DG_MARS_MARS | WEBB | SOLAR | SOUTH | 2019 | 10 | 10 | 10 | 10 | 10 | 10 | 10 | 10 | 10 | 10 | 10
692 | NORTH GAINESVILLE |  | DG_NGNSVL_NGAINESV | COOKE | SOLAR | NORTH | 2017 | 5.2 | 5.2 | 5.2 | 5.2 | 5.2 | 5.2 | 5.2 | 5.2 | 5.2 | 5.2 | 5.2
693 | OCI ALAMO 2 SOLAR-ST. HEDWIG |  | DG_STHWG_UNIT1 | BEXAR | SOLAR | SOUTH | 2014 | 4.4 | 4.4 | 4.4 | 4.4 | 4.4 | 4.4 | 4.4 | 4.4 | 4.4 | 4.4 | 4.4
694 | OCI ALAMO 3-WALZEM SOLAR |  | DG_WALZM_UNIT1 | BEXAR | SOLAR | SOUTH | 2014 | 5.5 | 5.5 | 5.5 | 5.5 | 5.5 | 5.5 | 5.5 | 5.5 | 5.5 | 5.5 | 5.5
695 | POWERFIN KINGSBERY |  | DG_PFK_PFKPV | TRAVIS | SOLAR | SOUTH | 2017 | 2.6 | 2.6 | 2.6 | 2.6 | 2.6 | 2.6 | 2.6 | 2.6 | 2.6 | 2.6 | 2.6
696 | RENEWABLE ENERGY ALTERNATIVES-CCS1 |  | DG_COSERVSS_CCS1 | DENTON | SOLAR | NORTH | 2015 | 2 | 2 | 2 | 2 | 2 | 2 | 2 | 2 | 2 | 2 | 2
697 | STERLING |  | DG_STRLING_STRLING | HUNT | SOLAR | NORTH | 2018 | 10 | 10 | 10 | 10 | 10 | 10 | 10 | 10 | 10 | 10 | 10
698 | SUNEDISON RABEL ROAD SOLAR |  | DG_VALL1_1UNIT | BEXAR | SOLAR | SOUTH | 2012 | 9.9 | 9.9 | 9.9 | 9.9 | 9.9 | 9.9 | 9.9 | 9.9 | 9.9 | 9.9 | 9.9
699 | SUNEDISON VALLEY ROAD SOLAR |  | DG_VALL2_1UNIT | BEXAR | SOLAR | SOUTH | 2012 | 9.9 | 9.9 | 9.9 | 9.9 | 9.9 | 9.9 | 9.9 | 9.9 | 9.9 | 9.9 | 9.9
700 | SUNEDISON CPS3 SOMERSET 1 SOLAR |  | DG_SOME1_1UNIT | BEXAR | SOLAR | SOUTH | 2012 | 5.6 | 5.6 | 5.6 | 5.6 | 5.6 | 5.6 | 5.6 | 5.6 | 5.6 | 5.6 | 5.6
701 | SUNEDISON SOMERSET 2 SOLAR |  | DG_SOME2_1UNIT | BEXAR | SOLAR | SOUTH | 2012 | 5 | 5 | 5 | 5 | 5 | 5 | 5 | 5 | 5 | 5 | 5
702 | WALNUT SPRINGS |  | DG_WLNTSPRG_1UNIT | BOSQUE | SOLAR | NORTH | 2016 | 10 | 10 | 10 | 10 | 10 | 10 | 10 | 10 | 10 | 10 | 10
703 | WEST MOORE II |  | DG_WMOOREII_WMOOREII | GRAYSON | SOLAR | NORTH | 2018 | 5 | 5 | 5 | 5 | 5 | 5 | 5 | 5 | 5 | 5 | 5
704 | WHITESBORO |  | DG_WBORO_WHTSBORO | GRAYSON | SOLAR | NORTH | 2017 | 5 | 5 | 5 | 5 | 5 | 5 | 5 | 5 | 5 | 5 | 5
705 | WHITESBORO II |  | DG_WBOROII_WHBOROII | GRAYSON | SOLAR | NORTH | 2017 | 5 | 5 | 5 | 5 | 5 | 5 | 5 | 5 | 5 | 5 | 5
706 | WHITEWRIGHT |  | DG_WHTRT_WHTRGHT | FANNIN | SOLAR | NORTH | 2017 | 10 | 10 | 10 | 10 | 10 | 10 | 10 | 10 | 10 | 10 | 10
707 | WHITNEY SOLAR |  | DG_WHITNEY_SOLAR1 | BOSQUE | SOLAR | NORTH | 2017 | 10 | 10 | 10 | 10 | 10 | 10 | 10 | 10 | 10 | 10 | 10
708 | YELLOW JACKET SOLAR |  | DG_YLWJACKET_YLWJACKET | BOSQUE | SOLAR | NORTH | 2018 | 5 | 5 | 5 | 5 | 5 | 5 | 5 | 5 | 5 | 5 | 5
709 | Operational Capacity Total (Solar) | [6 empty] | 2169.39 | 2169.39 | 2169.39 | 2169.39 | 2169.39 | 2169.39 | 2169.39 | 2169.39 | 2169.39 | 2169.39 | 2169.39
710 | Solar Peak Average Capacity Percentage |  | SOLAR_PEAK_PCT | % |  |  |  | 11 | 11 | 11 | 11 | 11 | 11 | 11 | 11 | 11 | 11 | 11
711
712 | Operational Resources (Storage)
713 | BLUE SUMMIT BATTERY |  | BLSUMMIT_BATTERY | WILBARGER | STORAGE | WEST | 2017 | 30 | 30 | 30 | 30 | 30 | 30 | 30 | 30 | 30 | 30 | 30
714 | CASTLE GAP BATTERY |  | CASL_GAP_BATTERY1 | UPTON | STORAGE | WEST | 2019 | 9.9 | 9.9 | 9.9 | 9.9 | 9.9 | 9.9 | 9.9 | 9.9 | 9.9 | 9.9 | 9.9
715 | INADALE ESS |  | INDL_ESS | NOLAN | STORAGE | WEST | 2018 | 9.9 | 9.9 | 9.9 | 9.9 | 9.9 | 9.9 | 9.9 | 9.9 | 9.9 | 9.9 | 9.9
716 | NOTREES BATTERY FACILITY |  | NWF_NBS | WINKLER | STORAGE | WEST | 2013 | 33.7 | 33.7 | 33.7 | 33.7 | 33.7 | 33.7 | 33.7 | 33.7 | 33.7 | 33.7 | 33.7
717 | OCI ALAMO 1 |  | OCI_ALM1_ASTRO1 | BEXAR | STORAGE | SOUTH | 2016 | 1 | 1 | 1 | 1 | 1 | 1 | 1 | 1 | 1 | 1 | 1
718 | PYRON ESS |  | PYR_ESS | SCURRY | STORAGE | WEST | 2018 | 9.9 | 9.9 | 9.9 | 9.9 | 9.9 | 9.9 | 9.9 | 9.9 | 9.9 | 9.9 | 9.9
719 | YOUNICOS FACILITY |  | YOUNICOS_YINC1_1 | TRAVIS | STORAGE | SOUTH | 2015 | 2 | 2 | 2 | 2 | 2 | 2 | 2 | 2 | 2 | 2 | 2
720 | KINGSBERY ENERGY STORAGE SYSTEM |  | DG_KB_ESS_KB_ESS | TRAVIS | STORAGE | SOUTH | 2017 | 1.5 | 1.5 | 1.5 | 1.5 | 1.5 | 1.5 | 1.5 | 1.5 | 1.5 | 1.5 | 1.5
721 | MU ENERGY STORAGE SYSTEM |  | DG_MU_ESS_MU_ESS | TRAVIS | STORAGE | SOUTH | 2018 | 1.5 | 1.5 | 1.5 | 1.5 | 1.5 | 1.5 | 1.5 | 1.5 | 1.5 | 1.5 | 1.5
722 | TOS BATTERY STORAGE |  | DG_TOSBATT_UNIT1 | MIDLAND | STORAGE | WEST | 2017 | 2 | 2 | 2 | 2 | 2 | 2 | 2 | 2 | 2 | 2 | 2
723 | Operational Capacity Total (Storage) | [6 empty] | 101.4 | 101.4 | 101.4 | 101.4 | 101.4 | 101.4 | 101.4 | 101.4 | 101.4 | 101.4 | 101.4
724 | Storage Peak Average Capacity Percentage |  | STORAGE_PEAK_PCT | % |  |  |  | 0 | 0 | 0 | 0 | 0 | 0 | 0 | 0 | 0 | 0 | 0
725
726 | Reliability Must-Run (RMR) Capacity |  | RMR_CAP_CONT |  | GAS |  |  | 0 | 0 | 0 | 0 | 0 | 0 | 0 | 0 | 0 | 0 | 0
727
728 | Capacity Pending Retirement |  | PENDRETIRE_CAP |  |  |  |  | 0 | 0 | 0 | 0 | 0 | 0 | 0 | 0 | 0 | 0 | 0
729
730 | Non-Synchronous Tie Resources
731 | EAST TIE |  | DC_E | FANNIN | OTHER | NORTH |  | 600 | 600 | 600 | 600 | 600 | 600 | 600 | 600 | 600 | 600 | 600
732 | NORTH TIE |  | DC_N | WILBARGER | OTHER | WEST |  | 220 | 220 | 220 | 220 | 220 | 220 | 220 | 220 | 220 | 220 | 220
733 | EAGLE PASS TIE |  | DC_S | MAVERICK | OTHER | SOUTH |  | 30 | 30 | 30 | 30 | 30 | 30 | 30 | 30 | 30 | 30 | 30
734 | LAREDO VFT TIE |  | DC_L | WEBB | OTHER | SOUTH |  | 100 | 100 | 100 | 100 | 100 | 100 | 100 | 100 | 100 | 100 | 100
735 | SHARYLAND RAILROAD TIE |  | DC_R | HIDALGO | OTHER | SOUTH |  | 300 | 300 | 300 | 300 | 300 | 300 | 300 | 300 | 300 | 300 | 300
736 | Non-Synchronous Ties Total | [6 empty] | 1250 | 1250 | 1250 | 1250 | 1250 | 1250 | 1250 | 1250 | 1250 | 1250 | 1250
737 | Non-Synchronous Ties Peak Average Capacity Percentage |  | DCTIE_PEAK_PCT | % |  |  |  | 67 | 67 | 67 | 67 | 67 | 67 | 67 | 67 | 67 | 67 | 67
738
739 | Planned Thermal Resources with Executed SGIA, Air Permit, GHG Permit and Proof of Adequate Water Supplies
740 | FRIENDSWOOD II | 19INR0180 |  | BRAZORIA | GAS | COASTAL | 2021 | 0 | 0 | 117 | 117 | 117 | 117 | 117 | 117 | 117 | 117 | 117
741 | HALYARD WHARTON ENERGY CENTER | 16INR0044 |  | WHARTON | GAS | SOUTH | 2021 | 0 | 0 | 484 | 484 | 484 | 484 | 484 | 484 | 484 | 484 | 484
742 | HUDSON (BRAZORIA ENERGY G) | 16INR0076 |  | BRAZORIA | GAS | COASTAL | 2019 | 0 | 96 | 96 | 96 | 96 | 96 | 96 | 96 | 96 | 96 | 96
743 | LEVEE (FREEPORT LNG) | 16INR0003 |  | BRAZORIA | GAS | COASTAL | 2019 | 0 | 11 | 11 | 11 | 11 | 11 | 11 | 11 | 11 | 11 | 11
744 | MIRAGE | 17INR0022 |  | HARRIS | GAS | HOUSTON | 2020 | 0 | 11 | 11 | 11 | 11 | 11 | 11 | 11 | 11 | 11 | 11
745 | VICTORIA CITY (CITYVICT) | 18INR0035 |  | REFUGIO | GAS | COASTAL | 2019 | 0 | 100 | 100 | 100 | 100 | 100 | 100 | 100 | 100 | 100 | 100
746 | Planned Capacity Total (Nuclear, Coal, Gas, Biomass) | [6 empty] | 0 | 218 | 819 | 819 | 819 | 819 | 819 | 819 | 819 | 819 | 819
747
748 | Planned Wind Resources with Executed SGIA
749 | CHALUPA WIND | 20INR0042 |  | CAMERON | WIND-C | COASTAL | 2020 | 0 | 0 | 174 | 174 | 174 | 174 | 174 | 174 | 174 | 174 | 174
750 | CHOCOLATE BAYOU W | 16INR0074 |  | BRAZORIA | WIND-C | COASTAL | 2021 | 0 | 0 | 149.5 | 149.5 | 149.5 | 149.5 | 149.5 | 149.5 | 149.5 | 149.5 | 149.5
751 | CRANEL WIND | 19INR0112 |  | REFUGIO | WIND-C | COASTAL | 2020 | 0 | 220 | 220 | 220 | 220 | 220 | 220 | 220 | 220 | 220 | 220
752 | EAST RAYMOND WIND | 18INR0059 |  | WILLACY | WIND-C | COASTAL | 2020 | 0 | 201.6 | 201.6 | 201.6 | 201.6 | 201.6 | 201.6 | 201.6 | 201.6 | 201.6 | 201.6
753 | KARANKAWA WIND | 18INR0014 |  | SAN PATRICIO | WIND-C | COASTAL | 2019 | 0 | 206.6 | 206.6 | 206.6 | 206.6 | 206.6 | 206.6 | 206.6 | 206.6 | 206.6 | 206.6
754 | KARANKAWA WIND 2 | 19INR0074 |  | SAN PATRICIO | WIND-C | COASTAL | 2019 | 101 | 101 | 101 | 101 | 101 | 101 | 101 | 101 | 101 | 101 | 101
755 | LAS MAJADAS WIND | 17INR0035 |  | WILLACY | WIND-C | COASTAL | 2020 | 0 | 272.8 | 272.8 | 272.8 | 272.8 | 272.8 | 272.8 | 272.8 | 272.8 | 272.8 | 272.8
756 | PALMAS ALTAS WIND | 17INR0037 |  | CAMERON | WIND-C | COASTAL | 2019 | 0 | 144.9 | 144.9 | 144.9 | 144.9 | 144.9 | 144.9 | 144.9 | 144.9 | 144.9 | 144.9
757 | PEYTON CREEK WIND | 18INR0018 |  | MATAGORDA | WIND-C | COASTAL | 2019 | 0 | 151.2 | 151.2 | 151.2 | 151.2 | 151.2 | 151.2 | 151.2 | 151.2 | 151.2 | 151.2
758 | SHAFFER (PATRIOT WIND/PETRONILLA) | 11INR0062 |  | NUECES | WIND-C | COASTAL | 2019 | 226 | 226 | 226 | 226 | 226 | 226 | 226 | 226 | 226 | 226 | 226
759 | WEST RAYMOND (EL TRUENO) WIND | 20INR0088 |  | WILLACY | WIND-C | COASTAL | 2020 | 0 | 0 | 239.8 | 239.8 | 239.8 | 239.8 | 239.8 | 239.8 | 239.8 | 239.8 | 239.8
760 | ARMSTRONG WIND | 18INR0029 |  | ARMSTRONG | WIND-P | PANHANDLE | 2020 | 0 | 253 | 253 | 253 | 253 | 253 | 253 | 253 | 253 | 253 | 253
761 | CANADIAN BREAKS WIND | 13INR0026 |  | OLDHAM | WIND-P | PANHANDLE | 2019 | 210 | 210 | 210 | 210 | 210 | 210 | 210 | 210 | 210 | 210 | 210
762 | GOODNIGHT WIND | 14INR0033 |  | ARMSTRONG | WIND-P | PANHANDLE | 2020 | 0 | 0 | 504.4 | 504.4 | 504.4 | 504.4 | 504.4 | 504.4 | 504.4 | 504.4 | 504.4
763 | HART WIND | 16INR0033 |  | CASTRO | WIND-P | PANHANDLE | 2021 | 0 | 0 | 0 | 150 | 150 | 150 | 150 | 150 | 150 | 150 | 150
764 | MARIAH DEL ESTE | 13INR0010a |  | PARMER | WIND-P | PANHANDLE | 2020 | 0 | 152.5 | 152.5 | 152.5 | 152.5 | 152.5 | 152.5 | 152.5 | 152.5 | 152.5 | 152.5
765 | NORTHDRAW WIND | 13INR0025 |  | RANDALL | WIND-P | PANHANDLE | 2020 | 0 | 150 | 150 | 150 | 150 | 150 | 150 | 150 | 150 | 150 | 150
766 | PANHANDLE WIND 3 | 14INR0030c |  | CARSON | WIND-P | PANHANDLE | 2022 | 0 | 0 | 0 | 248 | 248 | 248 | 248 | 248 | 248 | 248 | 248
767 | PUMPKIN FARM WIND | 16INR0037c |  | FLOYD | WIND-P | PANHANDLE | 2020 | 0 | 280.9 | 280.9 | 280.9 | 280.9 | 280.9 | 280.9 | 280.9 | 280.9 | 280.9 | 280.9
768 | WILDROSE WIND (SWISHER WIND) | 13INR0038 |  | SWISHER | WIND-P | PANHANDLE | 2021 | 0 | 0 | 0 | 302.5 | 302.5 | 302.5 | 302.5 | 302.5 | 302.5 | 302.5 | 302.5
769 | AVIATOR WIND | 19INR0156 |  | COKE | WIND-O | WEST | 2020 | 0 | 525 | 525 | 525 | 525 | 525 | 525 | 525 | 525 | 525 | 525
770 | BAIRD NORTH WIND | 20INR0083 |  | CALLAHAN | WIND-O | WEST | 2021 | 0 | 0 | 293.5 | 293.5 | 293.5 | 293.5 | 293.5 | 293.5 | 293.5 | 293.5 | 293.5
771 | BARROW RANCH (JUMBO HILL WIND) | 18INR0038 |  | ANDREWS | WIND-O | WEST | 2020 | 0 | 160 | 160 | 160 | 160 | 160 | 160 | 160 | 160 | 160 | 160
772 | BLACKJACK CREEK WIND | 20INR0068 |  | BEE | WIND-O | SOUTH | 2020 | 0 | 0 | 239.8 | 239.8 | 239.8 | 239.8 | 239.8 | 239.8 | 239.8 | 239.8 | 239.8
773 | BLUE SUMMIT WIND 2 | 18INR0070 |  | WILBARGER | WIND-O | WEST | 2019 | 0 | 102 | 102 | 102 | 102 | 102 | 102 | 102 | 102 | 102 | 102
774 | BIG SAMPSON WIND | 16INR0104 |  | CROCKETT | WIND-O | WEST | 2021 | 0 | 0 | 400 | 400 | 400 | 400 | 400 | 400 | 400 | 400 | 400
775 | BLUE SUMMIT WIND 3 | 19INR0182 |  | WILBARGER | WIND-O | WEST | 2020 | 0 | 200 | 200 | 200 | 200 | 200 | 200 | 200 | 200 | 200 | 200
776 | CABEZON WIND (RIO BRAVO I WIND) | 17INR0005 |  | STARR | WIND-O | SOUTH | 2019 | 237.6 | 237.6 | 237.6 | 237.6 | 237.6 | 237.6 | 237.6 | 237.6 | 237.6 | 237.6 | 237.6
777 | CACTUS FLATS WIND | 16INR0086 |  | CONCHO | WIND-O | WEST | 2019 | 0 | 148.4 | 148.4 | 148.4 | 148.4 | 148.4 | 148.4 | 148.4 | 148.4 | 148.4 | 148.4
778 | CANYON WIND | 18INR0030 |  | SCURRY | WIND-O | WEST | 2021 | 0 | 0 | 360 | 360 | 360 | 360 | 360 | 360 | 360 | 360 | 360
779 | COYOTE WIND | 17INR0027b |  | SCURRY | WIND-O | WEST | 2020 | 0 | 242.5 | 242.5 | 242.5 | 242.5 | 242.5 | 242.5 | 242.5 | 242.5 | 242.5 | 242.5
780 | EDMONDSON RANCH WIND | 18INR0043 |  | GLASSCOCK | WIND-O | WEST | 2020 | 0 | 292.5 | 292.5 | 292.5 | 292.5 | 292.5 | 292.5 | 292.5 | 292.5 | 292.5 | 292.5
781 | FOARD CITY WIND | 19INR0019 |  | FOARD | WIND-O | WEST | 2019 | 350 | 350 | 350 | 350 | 350 | 350 | 350 | 350 | 350 | 350 | 350
782 | GOPHER CREEK WIND | 18INR0067 |  | BORDEN | WIND-O | WEST | 2019 | 158 | 158 | 158 | 158 | 158 | 158 | 158 | 158 | 158 | 158 | 158
783 | GRIFFIN TRAIL WIND | 20INR0052 |  | KNOX | WIND-O | WEST | 2020 | 0 | 201.6 | 201.6 | 201.6 | 201.6 | 201.6 | 201.6 | 201.6 | 201.6 | 201.6 | 201.6
784 | HARALD (BEARKAT WIND B) | 15INR0064b |  | GLASSCOCK | WIND-O | WEST | 2020 | 0 | 162.1 | 162.1 | 162.1 | 162.1 | 162.1 | 162.1 | 162.1 | 162.1 | 162.1 | 162.1
785 | HIDALGO II WIND | 19INR0053 |  | HIDALGO | WIND-O | SOUTH | 2019 | 0 | 51 | 51 | 51 | 51 | 51 | 51 | 51 | 51 | 51 | 51
786 | HIGH LONESOME W | 19INR0038 |  | CROCKETT | WIND-O | WEST | 2019 | 0 | 449.5 | 449.5 | 449.5 | 449.5 | 449.5 | 449.5 | 449.5 | 449.5 | 449.5 | 449.5
787 | HIGH LONESOME WIND PHASE II | 20INR0262 |  | CROCKETT | WIND-O | WEST | 2020 | 0 | 50.6 | 50.6 | 50.6 | 50.6 | 50.6 | 50.6 | 50.6 | 50.6 | 50.6 | 50.6
788 | KAISER CREEK WIND | 18INR0042 |  | CALLAHAN | WIND-O | WEST | 2020 | 0 | 101.5 | 101.5 | 101.5 | 101.5 | 101.5 | 101.5 | 101.5 | 101.5 | 101.5 | 101.5
789 | KONTIKI 1 WIND (ERIK) | 19INR0099a |  | GLASSCOCK | WIND-O | WEST | 2021 | 0 | 0 | 255.3 | 255.3 | 255.3 | 255.3 | 255.3 | 255.3 | 255.3 | 255.3 | 255.3
790 | KONTIKI 2 WIND (ERNEST) | 19INR0099b |  | GLASSCOCK | WIND-O | WEST | 2022 | 0 | 0 | 0 | 255.3 | 255.3 | 255.3 | 255.3 | 255.3 | 255.3 | 255.3 | 255.3
791 | LAS LOMAS WIND | 16INR0111 |  | STARR | WIND-O | SOUTH | 2020 | 0 | 200 | 200 | 200 | 200 | 200 | 200 | 200 | 200 | 200 | 200
792 | LOMA PINTA WIND | 16INR0112 |  | LA SALLE | WIND-O | SOUTH | 2020 | 0 | 200 | 200 | 200 | 200 | 200 | 200 | 200 | 200 | 200 | 200
793 | LORAINE WINDPARK PHASE III | 18INR0068 |  | MITCHELL | WIND-O | WEST | 2021 | 0 | 0 | 100 | 100 | 100 | 100 | 100 | 100 | 100 | 100 | 100
794 | MAVERICK CREEK I | 20INR0045 |  | CONCHO | WIND-O | WEST | 2020 | 0 | 373.2 | 373.2 | 373.2 | 373.2 | 373.2 | 373.2 | 373.2 | 373.2 | 373.2 | 373.2
795 | MAVERICK CREEK II | 20INR0046 |  | CONCHO | WIND-O | WEST | 2020 | 0 | 118.8 | 118.8 | 118.8 | 118.8 | 118.8 | 118.8 | 118.8 | 118.8 | 118.8 | 118.8
796 | MESTENO WIND | 16INR0081 |  | STARR | WIND-O | SOUTH | 2020 | 0 | 201.6 | 201.6 | 201.6 | 201.6 | 201.6 | 201.6 | 201.6 | 201.6 | 201.6 | 201.6
797 | OVEJA WIND | 18INR0033 |  | IRION | WIND-O | WEST | 2019 | 300 | 300 | 300 | 300 | 300 | 300 | 300 | 300 | 300 | 300 | 300
798 | PRAIRIE HILL WIND | 19INR0100 |  | MCLENNAN | WIND-O | NORTH | 2020 | 0 | 300 | 300 | 300 | 300 | 300 | 300 | 300 | 300 | 300 | 300
799 | RANCHERO WIND | 20INR0011 |  | CROCKETT | WIND-O | WEST | 2019 | 300 | 300 | 300 | 300 | 300 | 300 | 300 | 300 | 300 | 300 | 300
800 | RELOJ DEL SOL WIND | 17INR0025 |  | ZAPATA | WIND-O | SOUTH | 2020 | 0 | 202 | 202 | 202 | 202 | 202 | 202 | 202 | 202 | 202 | 202
801 | RTS 2 WIND (HEART OF TEXAS WIND) | 18INR0016 |  | MCCULLOCH | WIND-O | SOUTH | 2020 | 0 | 179.9 | 179.9 | 179.9 | 179.9 | 179.9 | 179.9 | 179.9 | 179.9 | 179.9 | 179.9
802 | SAGE DRAW WIND | 19INR0163 |  | LYNN | WIND-O | WEST | 2020 | 0 | 338 | 338 | 338 | 338 | 338 | 338 | 338 | 338 | 338 | 338
803 | TG EAST WIND | 19INR0052 |  | KNOX | WIND-O | WEST | 2021 | 0 | 0 | 0 | 326 | 326 | 326 | 326 | 326 | 326 | 326 | 326
804 | VERA WIND | 19INR0051 |  | KNOX | WIND-O | WEST | 2020 | 0 | 242.8 | 242.8 | 242.8 | 242.8 | 242.8 | 242.8 | 242.8 | 242.8 | 242.8 | 242.8
805 | WHITE MESA WIND | 19INR0128 |  | CROCKETT | WIND-O | WEST | 2020 | 0 | 0 | 500 | 500 | 500 | 500 | 500 | 500 | 500 | 500 | 500
806 | WHITEHORSE WIND | 19INR0080 |  | FISHER | WIND-O | WEST | 2020 | 0 | 418.9 | 418.9 | 418.9 | 418.9 | 418.9 | 418.9 | 418.9 | 418.9 | 418.9 | 418.9
807 | WILSON RANCH (INFINITY LIVE OAK WIND) | 12INR0060 |  | SCHLEICHER | WIND-O | WEST | 2020 | 0 | 199.5 | 199.5 | 199.5 | 199.5 | 199.5 | 199.5 | 199.5 | 199.5 | 199.5 | 199.5
808 | WKN AMADEUS WIND | 14INR0009 |  | FISHER | WIND-O | WEST | 2020 | 0 | 250.1 | 250.1 | 250.1 | 250.1 | 250.1 | 250.1 | 250.1 | 250.1 | 250.1 | 250.1
809 | Planned Capacity Total (Wind) | [6 empty] | 1882.6 | 9827.6 | 13043.9 | 14325.7 | 14325.7 | 14325.7 | 14325.7 | 14325.7 | 14325.7 | 14325.7 | 14325.7
810
811 | Planned Wind Capacity Sub-total (Coastal Counties) |  | WIND_PLANNED_C |  |  |  |  | 327 | 1524.1 | 2087.4 | 2087.4 | 2087.4 | 2087.4 | 2087.4 | 2087.4 | 2087.4 | 2087.4 | 2087.4
812 | Wind Peak Average Capacity Percentage (Coastal) |  | WIND_PL_PEAK_PCT_C | % |  |  |  | 45 | 45 | 45 | 45 | 45 | 45 | 45 | 45 | 45 | 45 | 45
813
814 | Planned Wind Capacity Sub-total (Panhandle Counties) |  | WIND_PLANNED_P |  |  |  |  | 210 | 1046.4 | 1550.8 | 2251.3 | 2251.3 | 2251.3 | 2251.3 | 2251.3 | 2251.3 | 2251.3 | 2251.3
815 | Wind Peak Average Capacity Percentage (Panhandle) |  | WIND_PL_PEAK_PCT_P | % |  |  |  | 31 | 31 | 31 | 31 | 31 | 31 | 31 | 31 | 31 | 31 | 31
816
817 | Planned Wind Capacity Sub-total (Other counties) |  | WIND_PLANNED_O |  |  |  |  | 1345.6 | 7257.1 | 9405.7 | 9987 | 9987 | 9987 | 9987 | 9987 | 9987 | 9987 | 9987
818 | Wind Peak Average Capacity Percentage (Other) |  | WIND_PL_PEAK_PCT_O | % |  |  |  | 18 | 18 | 18 | 18 | 18 | 18 | 18 | 18 | 18 | 18 | 18
819
820 | Planned Solar Resources with Executed SGIA
821 | AGATE SOLAR | 20INR0023 |  | ELLIS | SOLAR | NORTH | 2020 | 0 | 60 | 60 | 60 | 60 | 60 | 60 | 60 | 60 | 60 | 60
822 | ANSON SOLAR | 19INR0081 |  | JONES | SOLAR | WEST | 2020 | 0 | 0 | 201.5 | 201.5 | 201.5 | 201.5 | 201.5 | 201.5 | 201.5 | 201.5 | 201.5
823 | ARAGORN SOLAR | 19INR0088 |  | CULBERSON | SOLAR | WEST | 2021 | 0 | 0 | 187.2 | 187.2 | 187.2 | 187.2 | 187.2 | 187.2 | 187.2 | 187.2 | 187.2
824 | BRAVEPOST SOLAR | 20INR0053 |  | TOM GREEN | SOLAR | WEST | 2021 | 0 | 0 | 200 | 200 | 200 | 200 | 200 | 200 | 200 | 200 | 200
825 | COTTONWOOD BAYOU | 19INR0134 |  | BRAZORIA | SOLAR | COASTAL | 2021 | 0 | 0 | 150 | 150 | 150 | 150 | 150 | 150 | 150 | 150 | 150
826 | ELARA SOLAR | 21INR0276 |  | FRIO | SOLAR | SOUTH | 2021 | 0 | 0 | 178 | 178 | 178 | 178 | 178 | 178 | 178 | 178 | 178
827 | EMERALD GROVE SOLAR (PECOS SOLAR POWER I) | 15INR0059 |  | PECOS | SOLAR | WEST | 2021 | 0 | 0 | 108 | 108 | 108 | 108 | 108 | 108 | 108 | 108 | 108
828 | FORT BEND SOLAR | 18INR0053 |  | FORT BEND | SOLAR | HOUSTON | 2021 | 0 | 0 | 240 | 240 | 240 | 240 | 240 | 240 | 240 | 240 | 240
829 | FOWLER RANCH | 18INR0039 |  | CRANE | SOLAR | WEST | 2020 | 0 | 152.5 | 152.5 | 152.5 | 152.5 | 152.5 | 152.5 | 152.5 | 152.5 | 152.5 | 152.5
830 | GALLOWAY SOLAR | 19INR0121 |  | CONCHO | SOLAR | WEST | 2021 | 0 | 0 | 250 | 250 | 250 | 250 | 250 | 250 | 250 | 250 | 250
831 | GARNET SOLAR | 20INR0021 |  | WILLIAMSON | SOLAR | SOUTH | 2020 | 0 | 0 | 20 | 20 | 20 | 20 | 20 | 20 | 20 | 20 | 20
832 | GREASEWOOD SOLAR | 19INR0034 |  | PECOS | SOLAR | WEST | 2020 | 0 | 255 | 255 | 255 | 255 | 255 | 255 | 255 | 255 | 255 | 255
833 | HOLSTEIN SOLAR | 19INR0009 |  | NOLAN | SOLAR | WEST | 2020 | 0 | 204.47 | 204.47 | 204.47 | 204.47 | 204.47 | 204.47 | 204.47 | 204.47 | 204.47 | 204.47
834 | HORIZON SOLAR | 21INR0261 |  | FRIO | SOLAR | SOUTH | 2021 | 0 | 0 | 0 | 204.1 | 204.1 | 204.1 | 204.1 | 204.1 | 204.1 | 204.1 | 204.1
835 | HOVEY (BARILLA SOLAR 1B) | 12INR0059b |  | PECOS | SOLAR | WEST | 2019 | 0 | 7.4 | 7.4 | 7.4 | 7.4 | 7.4 | 7.4 | 7.4 | 7.4 | 7.4 | 7.4
836 | IMPACT SOLAR | 19INR0151 |  | LAMAR | SOLAR | NORTH | 2020 | 0 | 0 | 198.6 | 198.6 | 198.6 | 198.6 | 198.6 | 198.6 | 198.6 | 198.6 | 198.6
837 | IP TITAN | 20INR0032 |  | CULBERSON | SOLAR | WEST | 2021 | 0 | 0 | 270 | 270 | 270 | 270 | 270 | 270 | 270 | 270 | 270
838 | JUNO SOLAR | 21INR0026 |  | BORDEN | SOLAR | WEST | 2021 | 0 | 0 | 313.2 | 313.2 | 313.2 | 313.2 | 313.2 | 313.2 | 313.2 | 313.2 | 313.2
839 | KELLAM SOLAR | 20INR0261 |  | VAN ZANDT | SOLAR | NORTH | 2020 | 0 | 60 | 60 | 60 | 60 | 60 | 60 | 60 | 60 | 60 | 60
840 | LAPETUS SOLAR | 19INR0185 |  | ANDREWS | SOLAR | WEST | 2019 | 0 | 100 | 100 | 100 | 100 | 100 | 100 | 100 | 100 | 100 | 100
841 | LILY SOLAR | 19INR0044 |  | KAUFMAN | SOLAR | NORTH | 2020 | 0 | 146 | 146 | 146 | 146 | 146 | 146 | 146 | 146 | 146 | 146
842 | LONG DRAW SOLAR | 18INR0055 |  | BORDEN | SOLAR | WEST | 2020 | 0 | 226.7 | 226.7 | 226.7 | 226.7 | 226.7 | 226.7 | 226.7 | 226.7 | 226.7 | 226.7
843 | LONG POINT SOLAR | 19INR0042 |  | BRAZORIA | SOLAR | COASTAL | 2021 | 0 | 0 | 100 | 100 | 100 | 100 | 100 | 100 | 100 | 100 | 100
844 | MISAE SOLAR | 18INR0045 |  | CHILDRESS | SOLAR | PANHANDLE | 2019 | 0 | 240.8 | 240.8 | 240.8 | 240.8 | 240.8 | 240.8 | 240.8 | 240.8 | 240.8 | 240.8
845 | MISAE SOLAR II | 20INR0091 |  | CHILDRESS | SOLAR | PANHANDLE | 2021 | 0 | 0 | 517.3 | 517.3 | 517.3 | 517.3 | 517.3 | 517.3 | 517.3 | 517.3 | 517.3
846 | MORROW LAKE SOLAR | 19INR0155 |  | FRIO | SOLAR | SOUTH | 2021 | 0 | 0 | 200 | 200 | 200 | 200 | 200 | 200 | 200 | 200 | 200
847 | MUSTANG CREEK SOLAR | 18INR0050 |  | JACKSON | SOLAR | SOUTH | 2021 | 0 | 0 | 150 | 150 | 150 | 150 | 150 | 150 | 150 | 150 | 150
848 | MYRTLE SOLAR | 19INR0041 |  | BRAZORIA | SOLAR | COASTAL | 2021 | 0 | 0 | 240 | 240 | 240 | 240 | 240 | 240 | 240 | 240 | 240
849 | NAZARETH SOLAR | 16INR0049 |  | CASTRO | SOLAR | PANHANDLE | 2021 | 0 | 0 | 201 | 201 | 201 | 201 | 201 | 201 | 201 | 201 | 201
850 | NORTON SOLAR | 19INR0035 |  | RUNNELS | SOLAR | WEST | 2021 | 0 | 0 | 125 | 125 | 125 | 125 | 125 | 125 | 125 | 125 | 125
851 | OBERON SOLAR | 19INR0083 |  | ECTOR | SOLAR | WEST | 2020 | 0 | 180 | 180 | 180 | 180 | 180 | 180 | 180 | 180 | 180 | 180
852 | OXY SOLAR | 19INR0184 |  | ECTOR | SOLAR | WEST | 2020 | 0 | 16.2 | 16.2 | 16.2 | 16.2 | 16.2 | 16.2 | 16.2 | 16.2 | 16.2 | 16.2
853 | PFLUGERVILLE SOLAR | 15INR0090 |  | TRAVIS | SOLAR | SOUTH | 2020 | 0 | 0 | 144 | 144 | 144 | 144 | 144 | 144 | 144 | 144 | 144
854 | PHOENIX SOLAR | 19INR0091 |  | FANNIN | SOLAR | NORTH | 2021 | 0 | 0 | 82.3 | 82.3 | 82.3 | 82.3 | 82.3 | 82.3 | 82.3 | 82.3 | 82.3
855 | PROSPERO SOLAR | 19INR0092 |  | ANDREWS | SOLAR | WEST | 2020 | 0 | 300 | 300 | 300 | 300 | 300 | 300 | 300 | 300 | 300 | 300
856 | QUEEN SOLAR | 19INR0102 |  | UPTON | SOLAR | WEST | 2019 | 0 | 400 | 400 | 400 | 400 | 400 | 400 | 400 | 400 | 400 | 400
857 | RAMBLER SOLAR | 19INR0114 |  | TOM GREEN | SOLAR | WEST | 2020 | 0 | 200 | 200 | 200 | 200 | 200 | 200 | 200 | 200 | 200 | 200
858 | RAYOS DEL SOL | 19INR0045 |  | CAMERON | SOLAR | COASTAL | 2020 | 0 | 150 | 150 | 150 | 150 | 150 | 150 | 150 | 150 | 150 | 150
859 | RE MAPLEWOOD 2A SOLAR | 17INR0020a |  | PECOS | SOLAR | WEST | 2021 | 0 | 0 | 222 | 222 | 222 | 222 | 222 | 222 | 222 | 222 | 222
860 | RE MAPLEWOOD 2B SOLAR | 17INR0020b |  | PECOS | SOLAR | WEST | 2020 | 0 | 0 | 28 | 28 | 28 | 28 | 28 | 28 | 28 | 28 | 28
861 | RE MAPLEWOOD 2C SOLAR | 17INR0020c |  | PECOS | SOLAR | WEST | 2021 | 0 | 0 | 250 | 250 | 250 | 250 | 250 | 250 | 250 | 250 | 250
862 | RIPPEY SOLAR | 20INR0031 |  | COOKE | SOLAR | NORTH | 2020 | 0 | 0 | 60 | 60 | 60 | 60 | 60 | 60 | 60 | 60 | 60
863 | RODEO SOLAR | 19INR0103 |  | ANDREWS | SOLAR | WEST | 2021 | 0 | 0 | 205 | 205 | 205 | 205 | 205 | 205 | 205 | 205 | 205
864 | SHAKES SOLAR | 19INR0073 |  | ZAVALA | SOLAR | SOUTH | 2021 | 0 | 0 | 206 | 206 | 206 | 206 | 206 | 206 | 206 | 206 | 206
865 | SODA LAKE SOLAR 1 | 18INR0040 |  | CRANE | SOLAR | WEST | 2021 | 0 | 0 | 202.6 | 202.6 | 202.6 | 202.6 | 202.6 | 202.6 | 202.6 | 202.6 | 202.6
866 | SODA LAKE SOLAR 2 | 20INR0143 |  | CRANE | SOLAR | WEST | 2021 | 0 | 0 | 203 | 203 | 203 | 203 | 203 | 203 | 203 | 203 | 203
867 | SPINEL SOLAR | 20INR0025 |  | MEDINA | SOLAR | SOUTH | 2020 | 0 | 0 | 30 | 30 | 30 | 30 | 30 | 30 | 30 | 30 | 30
868 | TAYGETE II SOLAR | 21INR0233 |  | PECOS | SOLAR | WEST | 2021 | 0 | 0 | 256.3 | 256.3 | 256.3 | 256.3 | 256.3 | 256.3 | 256.3 | 256.3 | 256.3
869 | TAYGETE SOLAR | 20INR0054 |  | PECOS | SOLAR | WEST | 2020 | 0 | 255.1 | 255.1 | 255.1 | 255.1 | 255.1 | 255.1 | 255.1 | 255.1 | 255.1 | 255.1
870 | TEXAS SOLAR NOVA | 19INR0001 |  | KENT | SOLAR | WEST | 2021 | 0 | 0 | 252.2 | 252.2 | 252.2 | 252.2 | 252.2 | 252.2 | 252.2 | 252.2 | 252.2
871 | UPTON SOLAR | 16INR0114 |  | UPTON | SOLAR | WEST | 2020 | 0 | 104.6 | 104.6 | 104.6 | 104.6 | 104.6 | 104.6 | 104.6 | 104.6 | 104.6 | 104.6
872 | WAGYU SOLAR | 18INR0062 |  | BRAZORIA | SOLAR | COASTAL | 2020 | 0 | 120 | 120 | 120 | 120 | 120 | 120 | 120 | 120 | 120 | 120
873 | WEST OF PECOS SOLAR | 14INR0044 |  | REEVES | SOLAR | WEST | 2019 | 0 | 100 | 100 | 100 | 100 | 100 | 100 | 100 | 100 | 100 | 100
874 | Planned Capacity Total (Solar) | [6 empty] | 0 | 3278.77 | 9269.97 | 9474.07 | 9474.07 | 9474.07 | 9474.07 | 9474.07 | 9474.07 | 9474.07 | 9474.07
875 | Solar Peak Average Capacity Percentage |  | SOLAR_PL_PEAK_PCT | % |  |  |  | 11 | 11 | 11 | 11 | 11 | 11 | 11 | 11 | 11 | 11 | 11
876
877 | Planned Storage Resources with Executed SGIA
878 | CHISHOLM GRID | 20INR0089 |  | TARRANT | STORAGE | NORTH | 2020 | 200 | 200 | 200 | 200 | 200 | 200 | 200 | 200 | 200 | 200 | 200
879 | COMMERCE ST ESS |  | X443ESS1 | BEXAR | STORAGE | SOUTH | 2020 | 0 | 10 | 10 | 10 | 10 | 10 | 10 | 10 | 10 | 10 | 10
880 | FLAT TOP BATTERY |  | FLTBES_BESS1 | REEVES | STORAGE | WEST | 2019 | 9.9 | 9.9 | 9.9 | 9.9 | 9.9 | 9.9 | 9.9 | 9.9 | 9.9 | 9.9 | 9.9
881 | JOHNSON CITY BESS |  | JC_BAT | BLANCO | STORAGE | SOUTH | 2020 | 0 | 2.3 | 2.3 | 2.3 | 2.3 | 2.3 | 2.3 | 2.3 | 2.3 | 2.3 | 2.3
882 | PORT LAVACA BATTERY |  | PTLBES_BESS1 | CALHOUN | STORAGE | SOUTH | 2019 | 9.9 | 9.9 | 9.9 | 9.9 | 9.9 | 9.9 | 9.9 | 9.9 | 9.9 | 9.9 | 9.9
883 | PROSPECT STORAGE |  | WCOLLDG_BSS_U1 | BRAZORIA | STORAGE | HOUSTON | 2019 | 9.9 | 9.9 | 9.9 | 9.9 | 9.9 | 9.9 | 9.9 | 9.9 | 9.9 | 9.9 | 9.9
884 | RABBIT HILL ENERGY STORAGE PROJECT |  | RHESS2_ESS_1 | WILLIAMSON | STORAGE | SOUTH | 2019 | 9.9 | 9.9 | 9.9 | 9.9 | 9.9 | 9.9 | 9.9 | 9.9 | 9.9 | 9.9 | 9.9
885 | WORSHAM BATTERY |  | WRSBES_BESS1 | REEVES | STORAGE | WEST | 2019 | 9.9 | 9.9 | 9.9 | 9.9 | 9.9 | 9.9 | 9.9 | 9.9 | 9.9 | 9.9 | 9.9
886 | Planned Capacity Total (Storage) | [6 empty] | 249.5 | 261.8 | 261.8 | 261.8 | 261.8 | 261.8 | 261.8 | 261.8 | 261.8 | 261.8 | 261.8
887 | Storage Peak Average Capacity Percentage |  | STORAGE_PL_PEAK_PCT | % |  |  |  | 0 | 0 | 0 | 0 | 0 | 0 | 0 | 0 | 0 | 0 | 0
888
889 | Seasonal Mothballed Resources
890 | GREGORY POWER PARTNERS GT1 (AS OF 10/17/2019) |  | LGE_LGE_GT1 | SAN PATRICIO | GAS | COASTAL | 2000 | 158 | 158 | 158 | 158 | 158 | 158 | 158 | 158 | 158 | 158 | 158
891 | GREGORY POWER PARTNERS GT2 (AS OF 10/17/2019) |  | LGE_LGE_GT2 | SAN PATRICIO | GAS | COASTAL | 2000 | 158 | 158 | 158 | 158 | 158 | 158 | 158 | 158 | 158 | 158 | 158
892 | GREGORY POWER PARTNERS STG (AS OF 10/17/2019) |  | LGE_LGE_STG | SAN PATRICIO | GAS | COASTAL | 2000 | 75 | 75 | 75 | 75 | 75 | 75 | 75 | 75 | 75 | 75 | 75
893 | SPENCER STG U4 (AS OF 10/3/2018) |  | SPNCER_SPNCE_4 | DENTON | GAS | NORTH | 1966 | 57 | 57 | 57 | 57 | 57 | 57 | 57 | 57 | 57 | 57 | 57
894 | SPENCER STG U5 (AS OF 10/3/2018) |  | SPNCER_SPNCE_5 | DENTON | GAS | NORTH | 1973 | 61 | 61 | 61 | 61 | 61 | 61 | 61 | 61 | 61 | 61 | 61
895 | Total Seasonal Mothballed Capacity | [6 empty] | 509 | 509 | 509 | 509 | 509 | 509 | 509 | 509 | 509 | 509 | 509
896
897 | Mothballed Resources
898 | J T DEELY U1 (AS OF 12/31/2018) |  | CALAVERS_JTD1_M | BEXAR | COAL | SOUTH | 1977 | 430 | 430 | 430 | 430 | 430 | 430 | 430 | 430 | 430 | 430 | 430
899 | J T DEELY U2 (AS OF 12/31/2018) |  | CALAVERS_JTD2_M | BEXAR | COAL | SOUTH | 1978 | 420 | 420 | 420 | 420 | 420 | 420 | 420 | 420 | 420 | 420 | 420
900 | Total Mothballed Capacity | [6 empty] | 850 | 850 | 850 | 850 | 850 | 850 | 850 | 850 | 850 | 850 | 850
901
902 | Retiring Resources Unavailable to ERCOT (since last CDR/SARA)
903 | Total Retiring Capacity | [6 empty] | 0 | 0 | 0 | 0 | 0 | 0 | 0 | 0 | 0 | 0 | 0
Notes:
Capacity changes due to planned repower/upgrade projects are reflected in the operational units' ratings upon (1) receipt and ERCOT approval of a new Resource Asset Registration Form (RARF), or (2) the unit owner submitting, and ERCOT approving, a Generation Interconnection or Change Request (GINR) application, and the project modifies the installed capacity by at least 10 MW as reported in the GINR request. Projects associated with interconnection change requests that meet the 10 MW size threshold are indicated with a code in the “Generation Interconnection Project Code” column. Projects with more than one unit have capacity change amounts prorated equally across the units. These prorated capacity adjustments are temporary until project owners submit RARFs that reflect updated seasonal MW ratings for each unit.
Although seasonal capacity ratings for battery energy storage systems are reported above, the ratings are not included in the operational/planned capacity formulae. These resources are assumed to provide regulation reserves rather than sustained capacity available to meet system peak loads.
* The projects listed in the 'Planned Storage Resources with Executed SGIA' section are all Distributed Generation Resources (DGRs). Since they are 10 MW or less, they are not going through the GINR application process.

## WinterFuelTypes
Winter Fuel Types - ERCOT
Fuel type is based on the primary fuel. Capacity contribution of the wind resources is included at 45% for Coastal counties, 31% for Panhandle counties, and 18% for all other counties, while the solar capacity contribution is 11%. Private Use Network, and Hydro are included based on the three-year average historical capability for each Summer Season's 20 peak load hours. Non-Synchronous Tie resources import forecast is based on flows seen during Energy Emergency Alert (EEA) periods in the most recent winter of occurrence. Non-Synchronous Tie resources are categorized as Other. Mothballed resource capacity is excluded except for Available Mothball Capacity based on a Seasonal Availability Schedule or Owner's reported Return Probability. Private Use Network is categorized as gas.
In MW
Fuel_Type | Capacity_Pct | 2019/2020 | 2020/2021 | 2021/2022 | 2022/2023 | 2023/2024 | 2024/2025 | 2025/2026 | 2026/2027 | 2027/2028 | 2028/2029
Biomass | 100% | 169.2 | 169.2 | 169.2 | 169.2 | 169.2 | 169.2 | 169.2 | 169.2 | 169.2 | 169.2
Coal | 100% | 14297 | 14297 | 14297 | 14297 | 14297 | 14297 | 14297 | 14297 | 14297 | 14297
Gas | 100% | 55393.4289 | 55571.4289 | 56645.1289 | 56645.1289 | 56390.1289 | 56390.1289 | 56390.1289 | 56390.1289 | 56390.1289 | 56390.1289
Nuclear | 100% | 5153.2 | 5153.2 | 5153.2 | 5153.2 | 5153.2 | 5153.2 | 5153.2 | 5153.2 | 5153.2 | 5153.2
Other | 67% | 837.5 | 837.5 | 837.5 | 837.5 | 837.5 | 837.5 | 837.5 | 837.5 | 837.5 | 837.5
Hydro | 78.25% | 432.4 | 432.4 | 432.4 | 432.4 | 432.4 | 432.4 | 432.4 | 432.4 | 432.4 | 432.4
Wind-C | 45% | 1489.68 | 2028.375 | 2281.86 | 2281.86 | 2281.86 | 2281.86 | 2281.86 | 2281.86 | 2281.86 | 2281.86
Wind-P | 31% | 1366.666 | 1629.67 | 1786.034 | 2003.189 | 2003.189 | 2003.189 | 2003.189 | 2003.189 | 2003.189 | 2003.189
Wind-O | 18% | 3050.352 | 4104.198 | 4490.946 | 4595.58 | 4595.58 | 4595.58 | 4595.58 | 4595.58 | 4595.58 | 4595.58
Solar | 11% | 238.6329 | 599.2976 | 1258.3296 | 1280.7806 | 1280.7806 | 1280.7806 | 1280.7806 | 1280.7806 | 1280.7806 | 1280.7806
Storage | 0% | 0 | 0 | 0 | 0 | 0 | 0 | 0 | 0 | 0 | 0
Total |  | 82428.0598 | 84822.2695 | 87351.5985 | 87695.8385 | 87440.8385 | 87440.8385 | 87440.8385 | 87440.8385 | 87440.8385 | 87440.8385
In Percentages
Fuel_Type |  | 2019/2020 | 2020/2021 | 2021/2022 | 2022/2023 | 2023/2024 | 2024/2025 | 2025/2026 | 2026/2027 | 2027/2028 | 2028/2029
Biomass | 100% | 0.2053% | 0.1995% | 0.1937% | 0.1929% | 0.1935% | 0.1935% | 0.1935% | 0.1935% | 0.1935% | 0.1935%
Coal | 100% | 17.34% | 16.86% | 16.37% | 16.3% | 16.35% | 16.35% | 16.35% | 16.35% | 16.35% | 16.35%
Gas | 100% | 67.2% | 65.52% | 64.85% | 64.59% | 64.49% | 64.49% | 64.49% | 64.49% | 64.49% | 64.49%
Nuclear | 100% | 6.252% | 6.075% | 5.899% | 5.876% | 5.893% | 5.893% | 5.893% | 5.893% | 5.893% | 5.893%
Other | 67% | 1.016% | 0.9874% | 0.9588% | 0.955% | 0.9578% | 0.9578% | 0.9578% | 0.9578% | 0.9578% | 0.9578%
Hydro | 78.25% | 0.5246% | 0.5098% | 0.495% | 0.4931% | 0.4945% | 0.4945% | 0.4945% | 0.4945% | 0.4945% | 0.4945%
Wind-C | 45% | 1.807% | 2.391% | 2.612% | 2.602% | 2.61% | 2.61% | 2.61% | 2.61% | 2.61% | 2.61%
Wind-P | 31% | 1.658% | 1.921% | 2.045% | 2.284% | 2.291% | 2.291% | 2.291% | 2.291% | 2.291% | 2.291%
Wind-O | 18% | 3.701% | 4.839% | 5.141% | 5.24% | 5.256% | 5.256% | 5.256% | 5.256% | 5.256% | 5.256%
Solar | 11% | 0.2895% | 0.7065% | 1.441% | 1.46% | 1.465% | 1.465% | 1.465% | 1.465% | 1.465% | 1.465%
Storage | 0% | 0% | 0% | 0% | 0% | 0% | 0% | 0% | 0% | 0% | 0%
Total |  | 100% | 100% | 100% | 100% | 100% | 100% | 100% | 100% | 100% | 100%

## Generation Resource Scenarios
Capacity of Proposed Generation Resources Based on Interconnection Milestone Status
Cumulative Summer Capacity Contribution (in MW) of Resources Available by June 1 of the Reporting Year
| 2020 | 2021 | 2022 | 2023 | 2024
Planned Resource Category
Commissioning Plan Submitted | 159.82 | 159.82 | 159.82 | 159.82 | 159.82
Planning Guide 6.9 Criteria plus completed Full Interconnect Study | 2152.2954 | 3910.9826 | 4304.1686 | 4304.1686 | 4304.1686
Meets Planning Guide Sec. 6.9 Criteria (CDR plus TSP Financial Security Posted and Notice to Proceed) | 2152.2954 | 6032.0682 | 6869.4906 | 6869.4906 | 6869.4906
CDR Eligible (signed IA, air permits, proof of adequate water supply) | 2852.313 | 9965.6796 | 11462.6086 | 11575.3766 | 11575.3766
Signed Interconnection Agreement with the TSP | 3431.3586 | 10644.6296 | 12141.597 | 12254.365 | 12254.365
Full Interconnect Study Requested | 3974.3676 | 27345.866 | 47864.3768 | 51738.3856 | 51771.0656
__________________________________________________
Notes: (1) Resource categories are listed by highest to lowest likelihood that the resource capacity will be in commercial operation in the reported year. For example, resources in the Commissioning Plan Submitted category have reached the "substantially completed construction" phase, and associated transmission switchyard facilities are operational. Conversely, resources in the Full Interconnection Study Requested category include projects that are generally in the development proposal stage and have a significant risk of interconnection request cancellation or project development delays. (2) The data presented here is based upon the latest information provided to ERCOT by resource developers and can change without notice. (3) Resource developers may execute an Interconnection Agreement with a TSP prior to completion of the Full Interconnection Study. This is most common with wind and solar projects. (4) Wind and solar resource capacities reflect their estimated summer on-peak average values as determined by the methodologies in Protocol section 3.2.6.2.2. (5) Battery storage projects are assumed to provide no seasonal sustained peak-hour capacity contributions, and are thus reported as zero MW.
Unconfirmed Retirement Capacity
Cumulative Summer Capacity Contribution (in MW) of Unconfirmed Retirements Not Available as of June 1 of the Reporting Year
| 2020 | 2021 | 2022 | 2023 | 2024
Unit Name
OKLAUNION U1 | 0 | 650 | 650 | 650 | 650
DECKER CREEK CTG 1 | 0 | 315 | 315 | 315 | 315
DECKER CREEK CTG 2 | 0 | 0 | 415 | 415 | 415
TOTAL | 0 | 965 | 1380 | 1380 | 1380
Reserve Margin including Unconfirmed Retirement Capacity | 10.64% | 18.21% | 17.26% | 15.21% | 12.91%
Reserve Margin Excluding Unconfirmed Retirement Capacity | 10.64% | 16.95% | 15.49% | 13.47% | 11.2%
__________________________________________________
Notes: (1) An "Unconfirmed Retirement" is defined as a generation unit for which a public announcement of the intent to permanently shut the unit down has been released, but a Notice of Suspension of Operations for the unit has not been received by ERCOT. (2) The criteria for listing a unit as an Unconfirmed Retirement include the following: a. A specific retirement date is cited in the announcement, or other timing information is given that indicates the unit will be unavailable as of June 1 of a CDR Reporting Year. b. The announcement, with follow-up inquiry by ERCOT, does not indicate that retirement timing is highly speculative.
CDR Planned Resources with an Inactive GINR Status
Cumulative Summer Capacity Contribution (in MW) of Inactive GINR Projects as of June 1 of the Reporting Year
| 2020 | 2021 | 2022 | 2023 | 2024
Resource Type
Gas | 0 | 484 | 484 | 484 | 484
Wind | 105.37 | 193.095 | 193.095 | 265.015 | 265.015
Solar | 5.624 | 89.224 | 89.224 | 89.224 | 89.224
TOTAL | 110.994 | 766.319 | 766.319 | 838.239 | 838.239
Reserve Margin Including Inactive GINR Projects | 10.64% | 18.21% | 17.26% | 15.21% | 12.91%
Reserve Margin Excluding Inactive GINR Projects | 10.49% | 17.21% | 16.28% | 14.15% | 11.87%
__________________________________________________
Notes: (1) Per Planning Guide Section 5.7.6, a proposed Resource shall be given the status of “Inactive” if the Resource has not met the conditions for inclusion in the ERCOT planning models, as specified in Section 6.9, Addition of Proposed Generation to the Planning Models, within two years of the date on which ERCOT posts the final FIS studies for the Resource to the MIS Secure Area. A developer may also elect Inactive status and stop any interconnection studies in process at its own discretion. When an Inactive Resource subsequently meets the requirements of Section 6.9, it shall be added to the planning models and the status changed back to Planned. If a Resource has been Inactive for five years, ERCOT may cancel the project pursuant to Planning Guide Section 5.7.7, Cancellation of a Project Due to Failure to Comply with Requirements. (2) The "Reserve Margin Excluding Inactive GINR Projects" line item assumes that all Inactive Resources are either cancelled or not changed back to Planned status during the five year reporting period. (3) NPRR980, which was filed by ERCOT on November 5, 2019, addresses how Inactive Resources are treated for CDR reporting. If approved by the ERCOT Board of Directors, Inactive Resources that otherwise meet the criteria to be the included in the CDR will be excluded from the Reserve Margin calculations in subsequent CDR reports.
Capacity, Demand and Reserves, Summer 2025 Through Winter 2028/2029
The summer and winter capacity summaries below show the reserve margin impact of not adding any new resources during the latter half of the CDR forecast period. Since project developers typically submit interconnection requests no more than two to four years before the facility is expected to enter commercial operations, reserve margins reported beyond this window always show a declining trend if there is positive peak demand growth.
Summer
Load Forecast, MW: | 2025 | 2026 | 2027 | 2028 | 2029
Summer Peak Demand (based on normal weather) | 84193.342 | 85383.9337 | 86546.2076 | 87668.3732 | 88751.3167
plus: Energy Efficiency Program Savings Forecast, per Utilities Code Section 39.905 (b-4) | 3137.8329 | 3376.1728 | 3703.9162 | 3921.8884 | 4230.1695
Total Summer Peak Demand (before Reductions from Energy Efficiency Programs) | 87331.1748 | 88760.1065 | 90250.1238 | 91590.2617 | 92981.4862
less: Load Resources providing Responsive Reserves | -1173 | -1173 | -1173 | -1173 | -1173
less: Load Resources providing Non-Spinning Reserves | 0 | 0 | 0 | 0 | 0
less: Emergency Response Service (10- and 30-min ramp products) | -786.0528 | -763.8576 | -763.8576 | -763.8576 | -763.8576
less: TDSP Standard Offer Load Management Programs | -257 | -257 | -257 | -257 | -257
less: Energy Efficiency Program Savings Forecast | -3137.8329 | -3376.1728 | -3703.9162 | -3921.8884 | -4230.1695
Firm Peak Load, MW | 81977.2892 | 83190.0761 | 84352.35 | 85474.5156 | 86557.4591
Resources, MW: | 2025 | 2026 | 2027 | 2028 | 2029
Installed Capacity, Thermal/Hydro | 65271.5413 | 65271.5413 | 65271.5413 | 65271.5413 | 65271.5413
Switchable Capacity, MW | 3490 | 3490 | 3490 | 3490 | 3490
less: Switchable Capacity Unavailable to ERCOT, MW | -542 | -542 | -542 | -542 | -542
Available Mothballed Capacity, MW | 365 | 365 | 365 | 365 | 365
Capacity from Private Use Networks | 2972.1496 | 2972.1496 | 2972.1496 | 2972.1496 | 2972.1496
Coastal Wind, Peak Average Capacity Contribution (63% of installed capacity) | 1879.542 | 1879.542 | 1879.542 | 1879.542 | 1879.542
Panhandle Wind, Peak Average Capacity Contribution (29% of installed capacity) | 1221.074 | 1221.074 | 1221.074 | 1221.074 | 1221.074
Other Wind, Peak Average Capacity Contribution (16% of installed capacity) | 2487.008 | 2487.008 | 2487.008 | 2487.008 | 2487.008
Solar Utility-Scale, Peak Average Capacity Contribution (76% of installed capacity) | 1648.7364 | 1648.7364 | 1648.7364 | 1648.7364 | 1648.7364
Storage, Peak Average Capacity Contribution (0% of installed capacity) | 0 | 0 | 0 | 0 | 0
RMR Capacity to be under Contract | 0 | 0 | 0 | 0 | 0
Capacity Pending Retirement, MW | 0 | 0 | 0 | 0 | 0
Operational Generation Capacity, MW | 78793.0513 | 78793.0513 | 78793.0513 | 78793.0513 | 78793.0513
Non-Synchronous Ties, Capacity Contribution (68% of installed capacity) | 850 | 850 | 850 | 850 | 850
Planned Resources (not wind, solar or storage) with Signed IA, Air Permits and Water Rights | 813 | 813 | 813 | 813 | 813
Planned Coastal Wind with Signed IA, Peak Average Capacity Contribution (63% of installed capacity) | 1315.062 | 1315.062 | 1315.062 | 1315.062 | 1315.062
Planned Panhandle Wind with Signed IA, Peak Average Capacity Contribution (29% of installed capacity) | 652.877 | 652.877 | 652.877 | 652.877 | 652.877
Planned Other Wind with Signed IA, Peak Average Capacity Contribution (16% of installed capacity) | 1597.9216 | 1597.9216 | 1597.9216 | 1597.9216 | 1597.9216
Planned Solar Utility-Scale, Peak Average Capacity Contribution (76% of installed capacity) | 7196.516 | 7196.516 | 7196.516 | 7196.516 | 7196.516
Planned Storage, Peak Average Capacity Contribution (0% of installed capacity) | 0 | 0 | 0 | 0 | 0
Total Capacity, MW | 91218.4279 | 91218.4279 | 91218.4279 | 91218.4279 | 91218.4279
Reserve Margin | 11.27% | 9.651% | 8.14% | 6.72% | 5.385%
(Total Resources - Firm Load Forecast) / Firm Load Forecast
Winter
Load Forecast, MW: | 2024/2025 | 2025/2026 | 2026/2027 | 2027/2028 | 2028/2029
Winter Peak Demand (based on normal weather) | 65932.9294 | 67207.0464 | 68456.987 | 69669.0529 | 70839.9645
plus: Energy Efficiency Program Savings Forecast | 3137.8329 | 3376.1728 | 3703.9162 | 3921.8884 | 4230.1695
Total Winter Peak Demand (before Reductions from Energy Efficiency Programs) | 69070.7622 | 70583.2191 | 72160.9032 | 73590.9413 | 75070.134
less: Load Resources providing Responsive Reserves | -1723 | -1723 | -1723 | -1723 | -1723
less: Load Resources providing Non-Spinning Reserves | 0 | 0 | 0 | 0 | 0
less: Emergency Response Service (10- and 30-min ramp products) | -1040.9814 | -1092.9198 | -1092.9198 | -1092.9198 | -1092.9198
less: TDSP Standard Offer Load Management Programs | 0 | 0 | 0 | 0 | 0
less: Energy Efficiency Program Savings Forecast | -3137.8329 | -3376.1728 | -3703.9162 | -3921.8884 | -4230.1695
Firm Peak Load, MW | 63168.948 | 64391.1266 | 65641.0672 | 66853.1331 | 68024.0447
Resources, MW: | 2024/2025 | 2025/2026 | 2026/2027 | 2027/2028 | 2028/2029
Installed Capacity, Thermal/Hydro | 68882.3 | 68882.3 | 68882.3 | 68882.3 | 68882.3
Switchable Generation Resource Capacity, MW | 3710 | 3710 | 3710 | 3710 | 3710
less: Switchable Capacity Unavailable to ERCOT | -568 | -568 | -568 | -568 | -568
Available Mothballed Capacity | 0 | 0 | 0 | 0 | 0
Capacity from Private Use Networks | 3598.6289 | 3598.6289 | 3598.6289 | 3598.6289 | 3598.6289
Coastal Wind, Peak Average Capacity Contribution (45% of installed capacity) | 1342.53 | 1342.53 | 1342.53 | 1342.53 | 1342.53
Panhandle Wind, Peak Average Capacity Contribution (31% of installed capacity) | 1305.286 | 1305.286 | 1305.286 | 1305.286 | 1305.286
Other Wind, Peak Average Capacity Contribution (18% of installed capacity) | 2797.92 | 2797.92 | 2797.92 | 2797.92 | 2797.92
Solar Utility-Scale, Peak Average Capacity Contribution (11% of installed capacity) | 238.6329 | 238.6329 | 238.6329 | 238.6329 | 238.6329
Storage, Peak Average Capacity Contribution (0%) | 0 | 0 | 0 | 0 | 0
RMR Capacity to be under Contract | 0 | 0 | 0 | 0 | 0
Capacity Pending Retirement, MW | 0 | 0 | 0 | 0 | 0
Operational Generation Capacity, MW | 81307.2978 | 81307.2978 | 81307.2978 | 81307.2978 | 81307.2978
Non-Synchronous Ties, Capacity Contribution (67% of installed capacity) | 837.5 | 837.5 | 837.5 | 837.5 | 837.5
Planned Resources (not wind, solar or storage) with Signed IA, Air Permits and Water Rights | 819 | 819 | 819 | 819 | 819
Planned Coastal Wind with Signed IA, Peak Average Capacity Contribution (45% of installed capacity) | 939.33 | 939.33 | 939.33 | 939.33 | 939.33
Planned Panhandle Wind with Signed IA, Peak Average Capacity Contribution (31% of installed capacity) | 697.903 | 697.903 | 697.903 | 697.903 | 697.903
Planned Other Wind with Signed IA, Peak Average Capacity Contribution (18% of installed capacity) | 1797.66 | 1797.66 | 1797.66 | 1797.66 | 1797.66
Planned Solar Utility-Scale, Peak Average Capacity Contribution (11% of installed capacity) | 1042.1477 | 1042.1477 | 1042.1477 | 1042.1477 | 1042.1477
Planned Storage, Peak Average Capacity Contribution (0%) | 0 | 0 | 0 | 0 | 0
Total Capacity, MW | 87440.8385 | 87440.8385 | 87440.8385 | 87440.8385 | 87440.8385
Reserve Margin | 38.42% | 35.8% | 33.21% | 30.8% | 28.54%
(Total Resources - Firm Load Forecast) / Firm Load Forecast